## Sheet1
Item # | OM STOCK CODE | Description | Est. Qty. | KLEINMOND | HERMANUS | GANSBAAI
1 |  | METERS
1.1. |  | PLC METERS SEE ITEM #1 IN SPECIFICATIONS
1.1.1 | 02M070 | MULTI FREQUENCY 1 PHASE DIN RAIL G3 -PLC METER:E460S (SMART (LANDIS OR COMPATIBLE) | 1650
1.1.2 | 02M075 | MULTI FREQUENCY 3 PHASE DIN RAIL G3-PLC METER:E460S (LANDIS OR COMPATIBLE) | 650
1.1.3 | 02M080 | CUSTOMER INTERFACE UNIT: P160 PLC CUSTOMER INTERFACE UNIT (STAND-ALONE) (LANDIS OR COMPATIBLE) | 60
1.1.4 | Non Stock | MULTI FREQUENCY 1 PHASE BS G3 - PLC METER E460S (LANDIS OR COMPATIBLE) | 60
1.1.5 | Non Stock | MULTI FREQUENCY 3 PHASE BS G3 - PLC METER E460S (LANDIS OR COMPATIBLE) | 6
1.1.6 | Non Stock | E650 SERIES 3 - ZXD400AT/CT METER (LANDIS OR COMPATIBLE) | 10
1.1.7 | Non Stock | E65C CU-U52 - MODEM (LANDIS OR COMPATIBLE) | 10
1.1.8 | Non Stock | SG101 IS AN INDUSTRIAL GPRS/EDGE/3G MODEM (LANDIS OR COMPATIBLE) | 10
1.1.9 | Non Stock | COVERT GSM MULTIBAND OMNI-DIRECTIONAL ANTENNA (824-960MHZ AND 1710-2200MHZ) (LANDIS OR COMPATIBLE) | 10
1.1.10 | Non Stock | THE SG106; INDUSTRIAL GPRS/EDGE/3G MODEM FOR LANDIS+GYR E460S (LANDIS OR COMPATIBLE) | 10
1.2. |  | SPLIT SINGLE PHASE DIN RAIL MOUNT POWER LINE COMMUNICATIONS ELECTRICITY METER (Ontec or compatible) SEE ITEM #1 IN SPECIFICATIONS
1.2.1 | 02M046 | SPLIT SINGLE PHASE DIN RAIL MOUNT POWER LINE COMMUNICATIONS ELECTRICITY METER (ONTEC OR COMPATIBLE) | 50
1.2.2 | Non Stock | MULTI FREQUENCY SINGLE PHASE SPLIT DIN-RAIL MOUNTED PLC PREPAYMENT METER - MCU (ONTEC SIENNA OR COMPATIBLE)
1.2.3 | 02M045 | ACE 9000 PLC CIU STANDARD, COMMON BASE KEYPAD (ONTEC OR COMPATIBLE)
1.2.4 | 02M047 | ACE 9000 PLC CIU STAND-ALONE, KEYPAD (ONTEC OR COMPATIBLE)
1.3. |  | RADIO FREQUENCY (RF) METERS WITH BUILT IN ANTENNAS (Conlog or Similar Approved)
1.3.1 | G0101E010 | USER INTERFACE UNIT (UIU) (CONLOG OR COMPATIBLE) | 87
1.3.2 | 02M060 | RF DATA CONCENTRATOR UNIT (CONLOG OR COMPATIBLE) | 100
1.3.3 | Non Stock | RF COMMON BASE ED & ECU KEYPAD (CONLOG OR COMPATIBLE) | 1
1.3.4 | G0101E05 | SPLIT METER: W BEC 44 (09) RADIO FREQUENCY (CONLOG OR COMPATIBLE)
1.3.5 | Non Stock | SPLIT METER: W BEC 44 (10) DIN RAIL , MEASUREMENT CONTROL UNIT ( MCU ) (CONLOG OR COMPATIBLE)
1.3.6 | Non Stock | SPLIT METER: BEC 62-THREE PHASE RADIO FREQUENCY (CONLOG OR COMPATIBLE)
1.3.7 | 02M052 | WIRELESS USER INTERFACE UNIT (WUIU) (CONLOG OR COMPATIBLE)
1.3.8 | Non Stock | WIRELESS CUSTOMER INTERFACE UNIT COMMON BASE RADIO FREQUENCY (CONLOG OR COMPATIBLE)
1.3.9 | Non Stock | WIRELESS METER INTERFACE WMI(09) (CONLOG OR COMPATIBLE)
1.3.10 | Non Stock | RF SIGNAL EXTENDER (CONLOG OR COMPATIBLE)
1.3.11 | 02M055 | ANTENNA: WIRELESS METER INTERFACE WMI(09) (CONLOG OR COMPATIBLE)
1.4. |  | THREE PHASE PROGRAMMABLE ENERGY AND DEMAND METER SEE ITEM #1 IN SPECIFICATIONS
1.4.1 | 02M010 | METER: ENERMAX + METER E+MA-153000110V, 3 WIRE (ENERMAX" OR COMPATIBLE)
1.4.2 | 02M009 | METER: ENERMAX + METER E+MA-454000 220V / 400V, 4 WIRE("ENERMAX" OR COMPATIBLE)
1.4.3 | 02M060 | EXPANSION MODULE: E+EA-GPRS 04 WITH RS485 AND GSM / GPRS. UNDER-GLASS TO FIT ENERMAX PLUS METER VERSION 50V228 (ENERMAX" OR COMPATIBLE)
1.4.4 | Non Stock | ENERMAX INTELLIGENT DEVICE MANAGER (IDM) (ENERMAX" OR COMPATIBLE)
1.5. |  | OTHER METERS
1.5.1 | Non Stock | BLANK COVER FOR COMMON BASE
1.5.2 | 02M101 | BASE FOR S/PHASE PREPAID COMPATIBLE METER
1.5.3 | 02M100 | SINGLE PHASE PREPAYMENT METERS STS COMPATIBLE, COMMON BASE
1.5.4 | 02M005 | THREE PHASE PREPAYMENT METERS STS COMPATIBLE, SPLIT (WIRED) - 100 AMP
2 |  | METER SEALS &TEST BLOCKS SEE TIEM #2 IN SPECIFICATIONS
2.1. | Non Stock | METER SEALS: SP1-YEL QUICK SEAL, YELLOW, RED & BLUE | 100
2.2. | 02M300 | METERING TEST BLOCK, FRONT CONNECTED 13WAY HTB001 | 10
2.3. | Non Stock | METERING TEST BLOCK, REAR CONNECTED | 2
3 |  | LIGHT FITTINGS AND ACCESSORIES;
3.1. |  | ACRYLIC ART LIGHTING SEE ITEM #3.1 IN SPECIFICATIONS
3.1.1 | Non Stock | ACRYLIC ART LIGHTING CONE ART AA-BFH45-04 LIGHT FITTING (OR COMPATIBLE)
3.2. |  | STREET LIGHTING LUMINAIRES TO SABS 1277 AND 1088 NB: BEKA COMPATIBLE REF #4 IN SPECIFICATIONS
3.2.1 | Non Stock | 70W HPS BEKALANE BOTTOM ENTRY BUBBLE GLASS (BEKA OR COMPATIBLE) | 2
3.2.2 | Non Stock | 125W MV BEKALANE BOTTOM ENTRY BUBBLE GLASS (BEKA OR COMPATIBLE | 2
3.2.3 | Non Stock | 70W HPS BEKALANE SIDE ENTRY BUBBLE GLASS (BEKA OR COMPATIBLE) | 2
3.2.4 | Non Stock | 125W MV BEKALANE SIDE ENTRY BUBBLE GLASS (BEKA OR COMPATIBLE) | 2
3.2.5 | Non Stock | 70W HPS BEKALANE FLAT GLASS BOTTOM ENTRY (BEKA OR COMPATIBLE) | 2
3.2.6 | Non Stock | 70W HPS BEKALANE FLAT GLASS SIDE ENTRY (BEKA OR COMPATIBLE) | 2
3.2.7 | Non Stock | 150W HPS BEKALANE BOTTOM ENTRY BUBBLE GLASS (BEKA OR COMPATIBLE) | 2
3.2.8 | Non Stock | 150W HPS BEKALANE SIDE ENTRY BUBBLE GLASS (BEKA OR COMPATIBLE) | 2
3.2.9 | Non Stock | 6 SIDED BOTTOM ENTRY POST TOP(BEKA OR COMPATIBLE) BEKA RAY 70W HPS-I | 2
3.2.10 | Non Stock | 6 SIDED BOTTOM ENTRY POST TOP(BEKA OR COMPATIBLE) BEKA RAY 125W MV | 2
3.2.11 | Non Stock | 70W HPS BEKALUX SIDE ENTRY | 2
3.2.12 | Non Stock | 70W HPS BEKALUX BOTTOM ENTRY | 2
3.2.13 | Non Stock | 125W MV BEKALUX SIDE ENTRY | 2
3.2.14 | Non Stock | 125W MV BEKALUX BOTTOM ENTRY | 2
3.3. |  | LIGHT FITTINGS AND ACCESSORIES
3.3.1 | Non Stock | 4FT FLUORESCENT SINGLE OPEN FITTING | 2
3.3.2 | Non Stock | 4FT FLUORESCENT DOUBLE OPEN FITTING | 2
3.3.3 | Non Stock | 5FT FLUORESCENT SINGLE OPEN FITTING | 2
3.3.4 | Non Stock | 5FT FLUORESCENT DOUBLE OPEN FITTING | 2
3.3.5 | Non Stock | 4FT DECORATIVE FLUORESCENT DOUBLE FITTING | 2
3.3.6 | Non Stock | 5FT DECORATIVE FLUORESCENT DOUBLE FITTING | 2
3.3.7 | 02C001 | CHOKE: 70 WATT HPS (SMALL:110LX68WX 55H) AFCAP OR SIMILAR APPROVED | 594
3.3.8 | 02C006 | CHOKE: 80 WATT MERCURY VAPOUR | 30
3.3.9 | 02C003 | CHOKE: 125 WATT MERCURY VAPOUR | 246
3.3.10 | 02C005 | CHOKE: 250 WATT MERCURY VAPOUR | 132
3.3.11 | 02S009 | DAYLIGHT SWITCH: 16A NATIONAL (NS216) (OR COMPATIBLE) | 1156
3.3.12 | 02S010 | DAYLIGHT SWITCH: 18A SPECTRUM (MS18) (OR COMPATIBLE) | 171
3.4. |  | ROPE LIGHTS AND ACCESSORIES SEE ITEM #3.2 IN SPECIFICATIONS
3.4.1 |  | ROPE LIGHT:
STANDARD COLOURS
3.4.1.1. | Non Stock | 2 WIRE ROPE LIGHT CLEAR | 1
3.4.1.2. | Non Stock | 2 WIRE ROPE LIGHT RED | 1
3.4.1.3. | Non Stock | 2 WIRE ROPE LIGHT YELLOW | 1
3.4.1.4. | Non Stock | 2 WIRE ROPE LIGHT BLUE | 1
3.4.1.5. | Non Stock | 2 WIRE ROPE LIGHT GREEN | 1
3.4.1.6. | Non Stock | 2 WIRE ROPE LIGHT AQUA BLUE | 1
3.4.1.7. | Non Stock | 2 WIRE ROPE LIGHT HELLFIRE | 1
3.4.1.8. | Non Stock | 2 WIRE ROPE LIGHT DARK GREY | 1
3.4.1.9. | Non Stock | 2 WIRE ROPE LIGHT SAKURA PINK | 1
3.4.1.10. | Non Stock | 2 WIRE ROPE LIGHT ORANGE | 1
3.4.1.11. | Non Stock | 2 WIRE ROPE LIGHT PURPLE | 1
3.4.1.12. | Non Stock | 2 WIRE ROPE LIGHT FLUORESCENT GREEN | 1
3.4.1.13. | Non Stock | 2 WIRE ROPE LIGHT FLUORESCENT ORANGE | 1
3.4.1.14. | Non Stock | 2 WIRE ROPE LIGHT FLUORESCENT PINK | 1
3.4.1.15. | Non Stock | 3 WIRE ROPE LIGHT CLEAR | 1
3.4.1.16. | Non Stock | 3 WIRE ROPE LIGHT RED | 1
3.4.1.17. | Non Stock | 3 WIRE ROPE LIGHT YELLOW | 1
3.4.1.18. | Non Stock | 3 WIRE ROPE LIGHT BLUE | 1
3.4.1.19. | Non Stock | 3 WIRE ROPE LIGHT GREEN | 1
3.4.1.20. | Non Stock | 3 WIRE ROPE LIGHT AQUA BLUE | 1
3.4.1.21. | Non Stock | 3 WIRE ROPE LIGHT HELLFIRE | 1
3.4.1.22. | Non Stock | 3 WIRE ROPE LIGHT DARK GREY | 1
3.4.1.23. | Non Stock | 3 WIRE ROPE LIGHT SAKURA PINK | 1
3.4.1.24. | Non Stock | 3 WIRE ROPE LIGHT ORANGE | 1
3.4.1.25. | Non Stock | 3 WIRE ROPE LIGHT PURPLE | 1
3.4.1.26. | Non Stock | 3 WIRE ROPE LIGHT FLUORESCENT GREEN | 1
3.4.1.27. | Non Stock | 3 WIRE ROPE LIGHT FLUORESCENT ORANGE | 1
3.4.1.28. | Non Stock | 3 WIRE ROPE LIGHT FLUORESCENT PINK | 1
3.4.2 |  | ROPE LIGHT
PEARL COLOURS
3.4.2.1. | Non Stock | 2 WIRE ROPE LIGHT WHITE (PEARL) | 1
3.4.2.2. | Non Stock | 2 WIRE ROPE LIGHT RED | 1
3.4.2.3. | Non Stock | 2 WIRE ROPE LIGHT YELLOW | 1
3.4.2.4. | Non Stock | 2 WIRE ROPE LIGHT BLUE | 1
3.4.2.5. | Non Stock | 2 WIRE ROPE LIGHT GREEN (SEA) | 1
3.4.2.6. | Non Stock | 2 WIRE ROPE LIGHT ORANGE | 1
3.4.2.7. | Non Stock | 2 WIRE ROPE LIGHT, PINK | 1
3.4.2.8. | Non Stock | 3 WIRE ROPE LIGHT WHITE (PEARL) | 1
3.4.2.9. | Non Stock | 3 WIRE ROPE LIGHT RED | 1
3.4.2.10. | Non Stock | 3 WIRE ROPE LIGHT YELLOW | 1
3.4.2.11. | Non Stock | 3 WIRE ROPE LIGHT BLUE | 1
3.4.2.12. | Non Stock | 3 WIRE ROPE LIGHT GREEN (SEA) | 1
3.4.2.13. | Non Stock | 3 WIRE ROPE LIGHT ORANGE | 1
3.4.2.14. | Non Stock | 3 WIRE ROPE LIGHT, PINK | 1
3.4.3 |  | ROPE LIGHT
MULTI COLOUR
3.4.3.1. | Non Stock | 2 WIRE ROPE LIGHT RED | 1
3.4.3.2. | Non Stock | 2 WIRE ROPE LIGHT, GREEN | 1
3.4.3.3. | Non Stock | 2 WIRE ROPE LIGHT BLUE | 1
3.4.3.4. | Non Stock | 3 WIRE ROPE LIGHT RED | 1
3.4.3.5. | Non Stock | 3 WIRE ROPE LIGHT GREEN | 1
3.4.3.6. | Non Stock | 3 WIRE ROPE LIGHT BLUE | 1
3.4.4 |  | ROPE LIGHT CONTROLLERS
3.4.4.1. | Non Stock | WL5C- 6 FUNCTION HEAVY DUTY CONTROLLERS LOADING LENGTH 100 M - 220/240 VOLT - 15 AMP(OR COMPATIBLE) | 1
3.4.4.2. | Non Stock | WL310 - 13M X 3 WIRE - 12 METER LOADING LENGTH MINI CONTROLLERS 2 CHANNEL CHASING MOVEMENT FAST OR SLOW MOVING SETTING 1.2 AMP(OR COMPATIBLE) | 1
3.4.4.3. | Non Stock | WL-310-CF - MINI CONTROLLER FOR CHASING FLEXILIGHT (3-WIRE), 220V. FUNCTION: CHASING, SPEED ADJUSTABLE(OR COMPATIBLE) | 1
3.4.4.4. | Non Stock | WL-3C - 8A CONTROLLER FOR CHASING FLEXILIGHT, 220V, 7-FUNCTION CHASING(OR COMPATIBLE) | 1
3.4.4.5. | Non Stock | BI-310 - MINI-CONTROLLER FOR BI-COLOR CHAMELEON, 220V, FUNCTION: GRADUAL COLOR CHANGE, SPEED ADJUSTABLE(OR COMPATIBLE) | 1
3.4.4.6. | Non Stock | WL-210 - MINI CONTROLLER FOR MINI FLEXILIGHT, 220V(OR COMPATIBLE) | 1
3.4.4.7. | Non Stock | WL-310C - MINI CONTROLLER FOR CHASING FLEXILIGHT (3-WIRE), 220V, FUNCTION: CHASING, SPEED ADJUSTABLE(OR COMPATIBLE) | 1
3.4.4.8. | Non Stock | WL-318-CF - MINI CONTROLLER FOR CHASING FLEXILIGHT, 220V, 16 FUNCTION(OR COMPATIBLE) | 1
3.5. |  | FLEXI LIGHT ACCESSORIES
3.5.1 | Non Stock | M1&M2 - 2M BLACK POWER CORD WITH POWER CONNECTOR FOR MINI FLEXILIGHT. W/2 PINS- ROUND PLUG (OR COMPATIBLE) | 1
3.5.2 | Non Stock | F1&F2 - 2M BLACK POWER CORD WITH POWER CONNECTOR FOR INSTANT FLEXILIGHT. W/2 PINS- ROUND PLUG(OR COMPATIBLE) | 1
3.5.3 | Non Stock | C1&C2 - 2M BLACK POWER CORD WITH POWER CONNECTOR FOR CHASING FLEXILIGHT, W/2-PINS ROUND PLUG(OR COMPATIBLE) | 1
3.5.4 | Non Stock | M2 - POWER CONNECTOR MINI FLEXILIGHT(OR COMPATIBLE) | 1
3.5.5 | Non Stock | F2 - POWER CONNECTOR FOR INSTANT FLEXILIGHT(OR COMPATIBLE) | 1
3.5.6 | Non Stock | C2 - POWER CONNECTOR FOR CHASING FLEXILIGHT(OR COMPATIBLE) | 1
3.5.7 | Non Stock | M3 - SPLICE CONNECTOR FOR MINI FLEXILIGHT(OR COMPATIBLE) | 1
3.5.8 | Non Stock | F3 - SPLICE CONNECTOR FOR INSTANT FLEXILIGHT(OR COMPATIBLE) | 1
3.5.9 | Non Stock | C3 - SPLICE CONNECTOR FOR CHASING FLEXILIGHT(OR COMPATIBLE) | 1
3.5.10 | Non Stock | M4 - END CAP FOR MINI FLEXILIGHT (100PCS = 1 PKT) (OR COMPATIBLE) | 1
3.5.11 | Non Stock | F4 - END CAP FOR INSTANT FLEXILIGHT (100PCS = 1 PKT) (OR COMPATIBLE) | 1
3.5.12 | Non Stock | C4 - END CAP FOR CHASING FLEXILIGHT (100PCS = 1PKT) (OR COMPATIBLE) | 1
3.5.13 | Non Stock | M9 - EASY SPLICE CONNECTOR FOR MINI FLEXILIGHT(OR COMPATIBLE) | 1
3.5.14 | Non Stock | F9 - EASY SPLICE CONNECTOR FOR INSTANT FLEXILIGHT(OR COMPATIBLE) | 1
3.5.15 | Non Stock | C9 - EASY SPLICE CONNECTOR FOR CHASING FLEXILIGHT(OR COMPATIBLE) | 1
4 |  | STREETLIGHT POLES SEE ITEM #5 IN SPECIFICATIONS
4.1. | Non Stock | 4.2M STEEL POLE | 2
4.2. | Non Stock | 5.7M STEEL POLE | 2
4.3. | Non Stock | 7.2M STEEL POLE | 2
4.4. | Non Stock | 10M STEEL POLE | 2
4.5. | Non Stock | 11.5M STEEL POLE | 2
4.6. | Non Stock | 14.5M STEEL POLE | 10
4.7. | Non Stock | 4.5M CONCRETE POLE | 2
4.8. | Non Stock | 7.2M CONCRETE POLE | 2
4.9. | Non Stock | 3.6M HEAVY DUTY GRP POLE COMPLETE WITH SPIGOT, BASEPLATE, GLANDPLATE AND MCB 5A/5KA ("BEKA K18.76.30" OR COMPATIBLE) | 2
4.10. | Non Stock | 4.5M HEAVY DUTY GRP POLE COMPLETE WITH SPIGOT, BASEPLATE, GLANDPLATE AND MCB 5A/5KA ("BEKA K18.76.30" OR COMPATIBLE) | 2
4.11. | 02P025 | 9M WOODEN GUM - CREOSOTE TREATED | 20
5 |  | GENERAL A (LED) NOTE! THIS ITEM WILL BE ARWDED AS ONE ITEM TO ONE BIDDER
5.1. | 02F022 | FLUORESCENT BALLAST: 4FT | 12
5.2. | 02F023 | FLUORESCENT BALLAST: 5FT | 1
5.3. | 02F024 | FLUORESCENT BALLAST: 6FT | 1
5.4. | 02F078 | FLUORESCENT LAMP HOLDER
5.5. | K02S009 | HOUSE WIRE: 1.5MM BLACK PVC (PLEASE PROVIDE A PRICE PER METER) | 52
5.6. | 02F080 | LAMPS LED 4FT | 1
5.7. | 02F090 | LAMPS LED 5FT | 10
5.8. | G0102D02 | PLUGTOPS: 16A WHITE PVC | 100
5.9. | G0102D02 | SWITCH 1L 2X4 COMPLETE WITH COVER | 6
5.10. | NON STOCK | 1MM TWIN AND EARTH (100M ROLL) | 100
5.11. | NON STOCK | 2.5 X 2C WHITE SURFIX (100M ROLL) | 100
5.12. | NON STOCK | CABLE CLIPS 8.5 FLAT | 1000
5.13. | NON STOCK | CABLE CLIPS 9MM ROUND | 1000
5.14. | NON STOCK | CONNECTOR BLOCKS 10 AMP | 50
5.15. | NON STOCK | CONNECTOR BLOCKS 15 AMP | 100
5.16. | NON STOCK | CONNECTOR BLOCKS 5 AMP | 100
5.17. | NON STOCK | FLUORESCENT STARTERS (FSU) | 100
5.18. | NON STOCK | HOUSE WIRE: 1.5MM BLUE PVC (PLEASE PROVIDE A PRICE PER METER) | 100
5.19. | NON STOCK | HOUSE WIRE: 1.5MM GREEN/YELLOW PVC (PLEASE PROVIDE A PRICE PER METER) | 100
5.20. | NON STOCK | HOUSE WIRE: 1.5MM RED PVC (PLEASE PROVIDE A PRICE PER METER) | 100
5.21. | NON STOCK | HOUSE WIRE: 1.5MM WHITE PVC (PLEASE PROVIDE A PRICE PER METER) | 100
5.22. | NON STOCK | HOUSE WIRE: 2.5MM BLACK PVC (PLEASE PROVIDE A PRICE PER METER) | 100
5.23. | NON STOCK | HOUSE WIRE: 2.5MM BLUE PVC (PLEASE PROVIDE A PRICE PER METER) | 100
5.24. | NON STOCK | HOUSE WIRE: 2.5MM GREEN/YELLOW PVC (PLEASE PROVIDE A PRICE PER METER) | 100
5.25. | NON STOCK | HOUSE WIRE: 2.5MM RED PVC (PLEASE PROVIDE A PRICE PER METER) | 100
5.26. | NON STOCK | HOUSE WIRE: 2.5MM WHITE PVC (PLEASE PROVIDE A PRICE PER METER) | 100
5.27. | NON STOCK | LAMP 85W E40 SPIRAL E/SAVER | 100
5.28. | NON STOCK | LAMPS FLUORESCENT TUBES: 4FT (36W) | 10
5.29. | NON STOCK | PVC WONDER BOX 2 X 4 | 420
5.30. | NON STOCK | PVC WONDER BOX 4 X 4 | 10
5.31. | NON STOCK | SWITCH 1L 2X4 COMPLETE WITH COVER | 300
5.32. | NON STOCK | SWITCH 2L 2X4 COMPLETE WITH COVER | 10
5.33. | NON STOCK | SWITCH 3L 2X4 COMPLETE WITH COVER | 10
5.34. | NON STOCK | SWITCH 4L 2X4 COMPLETE WITH COVER | 100
5.35. | NON STOCK | SWITCH DOUBLE SWITCH SOCKET OUTLET, 4 X 4 WITH COVER | 100
5.36. | NON STOCK | SWITCH SINGLE SWITCH SOCKET WITH 3 X 5A EURO SOCKETS | 12
6 |  | CABLES SEE ITEM #7 IN SPECIFICATIONS
6.1. |  | PVC INSULATED COPPER CONDUCTOR ; PVC BEDDED SWA PVC SHEATHED; 600/1000 VOLT CABLE TO SANS 1507
All full drum MV cables to bear meter marking
6.1.1 | 02C015 | 16 MM² X 2 CORE | 4551
6.1.2 | 02C038 | 6 MM² X 2 CORE | 2900
6.1.3 | 02C037 | 6 MM2 X 3 CORE | 3500
6.1.4 | 02C015 | 16 MM2X2CORE CU PVC SWA
6.1.5 | G0103F05 | 16 MM² X 2 CORE + 2 CORE STRANDED PILOT | 1491
6.1.6 | 02C039 | 16 MM² X 4 CORE | 1464
6.1.7 | 02C035 | 25 MM² X 4 CORE | 1182
6.1.8 | 02C082 | 70 MM² X 4 CORE | 1161
6.1.9 | 02C085 | 95 MM² X 4 CORE | 276
6.1.10 | Non Stock | 1,5 MM² X 2 CORE | 12
6.1.11 | Non Stock | 2,5 MM² X 2 CORE | 12
6.1.12 | Non Stock | 4 MM² X 2 CORE | 12
6.1.13 | Non Stock | 6 MM² X 4 CORE | 12
6.1.14 | Non Stock | 10 MM² X 2 CORE | 12
6.1.15 | Non Stock | 10 MM² X 4 CORE | 12
6.1.16 | Non Stock | 16 MM² X 4 CORE + 2 CORE STRANDED PILOT | 12
6.1.17 | Non Stock | 35 MM² X 4 CORE | 12
6.1.18 | Non Stock | 50 MM² X 4 CORE | 12
6.1.19 | Non Stock | 120 MM² X 4 CORE | 12
6.1.20 | Non Stock | 150 MM² X 4 CORE | 12
6.1.21 | Non Stock | 185 MM² X 4 CORE | 12
6.2. |  | PVC INSULATED ALUMINIUM CONDUCTOR; PVC BEDDED SWA PVC SHEATHED; 600/1000 VOLT CABLE TO SANS 1507
All full drum MV cables to bear meter marking
6.2.1 | Non Stock | 185 MM² X 4 CORE | 12
6.2.2 | Non Stock | 150 MM² X 4 CORE | 12
6.2.3 | Non Stock | 120 MM² X 4 CORE | 12
6.2.4 | Non Stock | 95 MM² X 4 CORE | 12
6.2.5 | Non Stock | 70 MM² X 4 CORE | 12
6.2.6 | Non Stock | 50 MM² X 4 CORE | 12
6.2.7 | Non Stock | 35 MM² X 4 CORE | 12
6.2.8 | Non Stock | 25 MM² X 4 CORE | 12
6.3. |  | PAPER INSULATED COPPER CONDUCTOR CABLE; PVC SERVED 6,35/11KV TABLE 19 ; PILC GSTA TO SANS 97
All full drum MV cables to bear meter marking
6.3.1 | Non Stock | 185 MM² X 3 CORE | 12
6.3.2 | Non Stock | 120 MM² X 3 CORE | 12
6.3.3 | Non Stock | 95 MM² X 3 CORE | 12
6.3.4 | Non Stock | 70 MM² X 3 CORE | 12
6.3.5 | Non Stock | 35 MM² X 3 CORE | 12
6.3.6 | Non Stock | 25 MM² X 3 CORE | 12
6.3.7 | Non Stock | 300 MM² X 3 CORE | 12
6.3.8 | Non Stock | 240 MM² X 3 CORE | 12
6.3.9 | Non Stock | 185 MM² X 3 CORE | 12
6.3.10 | Non Stock | 120 MM² X 3 CORE | 12
6.3.11 | Non Stock | 95 MM² X 3 CORE | 12
6.3.12 | Non Stock | 70 MM² X 3 CORE | 12
6.4. |  | INSULATED AERIAL CABLE COPPER SPLIT CONCENTRIC AIRDAC
All full drum MV cables to bear meter marking
6.4.1 | 02C012 | 10 MM² COPPER SPLIT CONCENTRIC AIRDAC PLUS STRANDED PILOT CABLE | 2004
6.4.2 | G0103F04 | 16 MM² COPPER SPLIT CONCENTRIC AIRDAC PLUS STRANDED PILOT CABLE | 1365
6.5. |  | XLPE-INSULATED ALUMINIUM ABC- CONDUCTOR TO SABS 1418 PART 1 AND 2/1986 WITH CORE IDENTIFICATION (LV)
6.5.1 | Non Stock | 3X120 + 54,6 + 25 MM² | 12
6.5.2 | Non Stock | 3X95 + 54,6 + 25 MM² | 12
6.5.3 | Non Stock | 3X70 + 54,6 + 25 MM² | 12
6.5.4 | Non Stock | 3X35 + 54,6 + 25 MM² | 12
6.6. |  | XLPE- INSULATED ALUMINIUM ABC- CONDUCTOR TO SANS 1713 AND TYPE B 6.35/11KV WITH CORE IDENTIFICATION (MV)
6.6.1 | Non Stock | AL 120MM2 3C XLPE IS(0.15) PVC(UV) + HSSW 7/3.60MM PVC(UV) ABC SANS 1713 TYPE B 6.35/11KV | 12
6.6.2 | 02C200 | AL 35MM2 3C XLPE IS(0.15) PVC(UV) + HSSW 7/3.00MM PVC(UV) ABC SANS 1713 TYPE B 6.35/11KV | 12
6.6.3 | Non Stock | AL 70MM2 3C XLPE IS(0.15) PVC(UV) + HSSW 7/3.00MM PVC(UV) ABC SANS 1713 TYPE B 6.35/11KV | 12
6.6.4 | Non Stock | AL 95MM2 3C XLPE IS(0.15) PVC(UV) + HSSW 7/3.00MM PVC(UV) ABC SANS 1713 TYPE B 6.35/11KV | 12
6.7. |  | OVERHEAD CONDUCTOR
6.7.1 | Non Stock | OAK (359A) 100MM ALUMINIUM OVERHEAD CONDUCTOR (ABERDARE OR SIMILAR) | 10
7 |  | CABLE - GENERAL
7.1. | 02B028 | HEAT SHRINK BOOT: 16MM SINGLE PHASE | 9
7.2. | 02B029 | HEAT SHRINK BOOT: 16MM 3 CORE | 27
7.3. | 02B032 | HEAT SHRINK BOOT: 35- 95MM 3 CORE | 45
7.4. | 02B033 | HEAT SHRINK BOOT: 70-120MM 3 PHASE | 3
7.5. | 02B035 | END CAPS: 55-25MM | 63
7.6. | 02B036 | END CAPS: 75-32MM | 36
7.7. | 02C002 | END CAPS: 16MM(LXAC116) | 85
7.8. | 02C037 | END CAPS:100-45MM | 2
7.9. | 02C110 | INSULATION PIERCING CONNECTORS: 6-35MM (TTD151F) | 165
7.10. | 02C111 | INSULATION PIERCING CONNECTORS:25-95MM (TTD201F) | 231
7.11. | G0101B05 | END CONNECTORS & SLEEVES: NO.2 | 1326
7.12. | Non Stock | END CONNECTORS & SLEEVES: NO 3 | 400
7 |  | LAMPS
7.1. |  | DISCHARGE LAMPS
7.1.1 |  | MERCURY VAPOUR LAMPS
7.1.1.1. | 02G010 | 80W MERCURY (HPL-N) E27 | 393
7.1.1.2. | 02G004 | 125 WATT, 250 VOLT, ES | 2292
7.1.1.3. | 02G006 | 250 WATT, 250 VOLT, GES | 78
7.1.1.4. | Non Stock | 400 WATT, 250 VOLT, GES | 1
7.1.2 |  | HIGH PRESSURE SODIUM
7.1.2.1. | 02G017 | 70 WATT, NAV-E 70 W/E E27 | 2256
7.1.2.2. | G0101D08 | GLOBES: 70W NAVT SUPER TUBULAR | 255
7.1.2.3. | 02G005 | 250 WATT, COATED ELLIPTIC, GES | 369
7.1.2.4. | 02G001 | 400 WATT, COATED ELLIPTIC, GES | 12
7.1.2.5. | Non Stock | 250 WATT, CLEAR TUBULAR, GES | 1
7.1.2.6. | Non Stock | 400 WATT, CLEAR TUBULAR, GES | 1
7.1.2.7. | Non Stock | 70 WATT, CLEAR TUBULAR, GES | 1
7.1.2.8. | Non Stock | 150 WATT COATED ELLIPTIC, GES | 1
7.1.3 |  | METAL HALIDE
7.1.3.1. | Non Stock | 400 WATT, TUBULAR WITHOUT INTERNAL IGNITER | 1
7.1.3.2. | Non Stock | 400 WATT, TUBULAR WITH INTERNAL IGNITER | 1
7.1.3.3. | Non Stock | 2000 WATT, TUBULAR WITHOUT INTERNAL IGNITER | 1
7.1.3.4. | Non Stock | 2000 WATT, TUBULAR WITH INTERNAL IGNITER | 1
7.2. |  | LAMPS - GENERAL
7.2.1 | G0102F22 | GLOBES: 16W 2D 2PIN | 12
7.2.2 | 02G012 | GLOBES: 70W E/S ROBOT | 195
7.2.3 | K02G002B | GLOBES: 11W ENERGY SAVER BC | 534
7.2.4 | K02G002A | GLOBES: 11W ENERGY SAVER ES | 249
7.2.5 | G0101D02 | GLOBES: 60W ES | 114
7.2.6 | G0101B06 | GLOBES: 100W B/C | 135
7.2.7 | 02H001 | HALOGEN LAMP: 12V 55W H3 (OSRAM) | 150
9 |  | MINIATURE SUB-STATION - NB: COPPER WINDING ONLY SEE ITEM #8 IN SPECIFICATIONS (Coastal Spec)
9.1. | 02M201 | 315A 11500/420V. MINIATURE SUBSTATION AS PER SPECIFICATION INCLUDING LV CIRCUIT BREAKERS | 6
9.2. | 02M203 | 500 KVA 11500/420V. MINIATURE SUBSTATION AS PER SPECIFICATION INCLUDING LV CIRCUIT BREAKERS | 6
9.3. | 02M204 | 630 KVA 11500/420V. MINIATURE SUBSTATION AS PER SPECIFICATION INCLUDING LV CIRCUIT BREAKERS | 6
9.4. | 02M205 | 800 KVA 11500/420V. MINIATURE SUBSTATION AS PER SPECIFICATION INCLUDING LV CIRCUIT BREAKERS | 6
9.5. | Non Stock | 200 KVA 11500/420V. MINIATURE SUBSTATION AS PER SPECIFICATION INCLUDING LV CIRCUIT BREAKERS | 1
9.6. | Non Stock | 400 KVA 11500/420V. MINIATURE SUBSTATION AS PER SPECIFICATION INCLUDING LV CIRCUIT BREAKERS | 1
9.7. | Non Stock | 1000 KVA 11500/420V. MINIATURE SUBSTATION AS PER SPECIFICATION INCLUDING LV CIRCUIT BREAKER. | 1
9 |  | PAINT FOR MINIATURE SUBSTATIONS SEE ITEM #8.1 IN SPECIFICATIONS
9.1. | Non Stock | SYNLAC INDUSTRIAL ENAMEL SL5000 SERIES AVOCADO GREEN (OR COMPATIBLE) | 6
11 |  | POLE MOUNTED TRANSFORMERS - NB: COPPER WINDING SEE ITEM #9 IN SPECIFICATIONS
11.1. | 02T300 | 25 KVA 11500/420V POLE MOUNTED TRANSFORMER | 3
11.2. | 02T301 | 50 KVA 11500/420V POLE MOUNTED TRANSFORMER | 3
11.3. | 02T031 | 200 KVA 11500/420V TRANSFORMER WITH ENCLOSED LV COMPARTMENT - POLE MOUNTED (SPECIFICATIONS, PAR. 6) | 6
11.4. | Non Stock | 100 KVA 11500/420V POLE MOUNTED TRANSFORMER | 1
11.5. | Non Stock | 200 KVA 11500/420V POLE MOUNTED TRANSFORMER | 1
11 |  | KIOSKS AND ENCLOSURES SEE ITEM #10 IN SPECIFICATIONS
11.1. |  | POLYETHYLENE KIOSK
11.1.1 | 02K002 | 6 WAY DOUBLE DOOR KIOSK WITH BUSBARS. MUST HAVE INTEGRATED HINGES. ("POLYBOX" OR COMPATIBLE) | 48
11.1.2 | 02K003 | 9 WAY DOUBLE DOOR KIOSK WITH BUSBARS. MUST HAVE INTEGRATED HINGES. ("POLYBOX" OR COMPATIBLE) | 48
11.1.3 | 02K001 | 12 WAY DOUBLE DOOR KIOSK WITH BUSBARS. MUST HAVE INTEGRATED HINGES. ("POLYBOX" OR COMPATIBLE) | 24
11.1.4 | Non Stock | 2 WAY DOUBLE DOOR KIOSK WITH BUSBARS. MUST HAVE INTEGRATED HINGES. ("POLYBOX" OR COMPATIBLE) | 1
11.1.5 | Non Stock | 4 WAY DOUBLE DOOR KIOSK WITH BUSBARS. MUST HAVE INTEGRATED HINGES ("POLYBOX" OR COMPATIBLE) | 1
11.2. |  | POLYETHYLENE KIOSK (PEARLY BEACH) SEE ITEM #10.7 IN SPECIFICATIONS
11.2.1 | Non Stock | 2 WAY DOUBLE DOOR KIOSK WITH BUSBARS. MUST HAVE INTEGRATED HINGES. ("POLYBOX" OR COMPATIBLE) | 1
11.2.2 | Non Stock | 4 WAY DOUBLE DOOR KIOSK WITH BUSBARS. MUST HAVE INTEGRATED HINGES ("POLYBOX" OR COMPATIBLE) | 1
11.2.3 | Non Stock | 6 WAY DOUBLE DOOR KIOSK WITH BUSBARS. MUST HAVE INTEGRATED HINGES. ("POLYBOX" OR COMPATIBLE)) | 1
11.2.4 | Non Stock | 9 WAY DOUBLE DOOR KIOSK WITH BUSBARS. MUST HAVE INTEGRATED HINGES. ("POLYBOX" OR COMPATIBLE) | 1
11.2.5 | Non Stock | 12 WAY DOUBLE DOOR KIOSK WITH BUSBARS. MUST HAVE INTEGRATED HINGES. ("POLYBOX" OR COMPATIBLE) | 1
11.2.6 | Non Stock | KEY: ANTI VANDAL STAINLESS LEFT-HAND THREAD | 1
11.3. |  | POLE MOUNTED DISTRIBUTION/METERING ENCLOSURES POLYETHYLENE SEE ITEM #10.7 IN SPECIFICATIONS
11.3.1 | 02K100 | AP1 POLYETHYLENE, POLE MOUNT ENCLOSED / STAINLESS STEEL POLE MOUNT BRACKETS / MOUNTING BOARD / NEUTRAL BAR. | 12
11.3.2 | Non Stock | SMB2 POLYETHYLENE, STAINLESS STEEL POLE MOUNT BRACKETS, ONE ROW DIN RAIL | 60
14 |  | SECTOS POLE MOUNTED SF6 LOAD BREAK SWITCH
3-WAY LOAD BREAK SWITCH SEE ITEM #29 IN SPECIFICATIONS
14.1. | Non Stock | SECTOS POLE MOUNTED SF6 LOAD BREAK SWITCH
3-WAY LOAD BREAK SWITCH
15 |  | 12 KV INDOOR AND OUTDOOR METAL-ENCLOSED RING MAIN UNITS, METERING RING MAIN UNITS AND COMPACT SWITCHGEAR SEE ITEM #11 - 16 IN SPECIFICATIONS
15.1. | Non Stock | SF6 RMU CIRCUIT BREAKERS FOR COASTAL AREAS ("ABB" OR COMPATIBLE)
15.2. | Non Stock | SF6 RMU CIRCUIT BREAKERS WITH METERING UNIT FOR COASTAL AREAS "ABB" OR COMPATIBLE)
14 |  | CABLE TERMINATIONS AND JOINTS SEE ITEM #30 IN SPECIFICATIONS
14.1.1 | 02T100 | 16MM² - 35MM² HEAT SHRINK INDOOR 650MM² TERMINATION WITH EARTH KID AS PER SANS 1332/2013 | 12
14.1.2 | 02T101 | 50MM² - 95MM² HEAT SHRINK INDOOR 650MM² TERMINATION WITH EARTH KID AS PER SANS 1332/2013 | 25
14.1.3 | 02T102 | 120MM² - 185MM² HEAT SHRINK INDOOR 650MM² TERMINATION WITH EARTH KID AS PER SANS 1332/2013 | 20
14.1.4 | 02T200 | 16MM² - 35MM² HEAT SHRINK OUTDOOR 1200MM² TERMINATION WITH EARTH KID AS PER SANS 1332/2013 | 20
14.1.5 | 02T201 | 50MM² - 95MM² HEAT SHRINK OUTDOOR 1200MM² TERMINATION WITH EARTH KID AS PER SANS 1332/2013 | 20
14.1.6 | 02T202 | 120MM² - 185MM² HEAT SHRINK OUTDOOR 1200MM² TERMINATION WITH EARTH KID AS PER SANS 1332/2013 | 20
14.1.7 | 02J100 | 16MM² - 35MM² HEAT SHRINK JOINT OUTDOOR 1200MM² JOINT AS PER SANS 1332/2013 | 45
14.1.8 | 02J101 | 50MM² - 95MM² HEAT SHRINK JOINT OUTDOOR 1200MM² JOINT AS PER SANS 1332/2013 | 45
14.1.9 | 02J102 | 120MM² - 185MM² HEAT SHRINK JOINT OUTDOOR 1200MM² JOINT AS PER SANS 1332/2013 | 25
14.1.10 | Non Stock | 35MM² - 70MM² HEAT SHRINK OUTDOOR 650MM² TERMINATION WITH EARTH KID AS PER SANS 1332/2013 | 2
14.1.11 | Non Stock | 95MM² - 120MM² HEAT SHRINK OUTDOOR 650MM² TERMINATION WITH EARTH KID AS PER SANS 1332/2013 | 2
14.1.12 | 02C013 | CABLE COMPOUND (12.7KG) | 12
14.2. |  | SINGLE CORE BUNDLE CONDUCTOR 11KV - JOINTS AND TERMINATIONS
14.2.1 | Non Stock | INLINE JOINT: 16 - 35MM (SJXU 21A10) (BUNDLE CONDUCTOR) PEX | 1
14.2.2 | Non Stock | INLINE JOINT: 50 - 70MM (SJXU 22A10) (BUNDLE CONDUCTOR) PEX | 1
14.2.3 | Non Stock | INLINE JOINT: 95 - 150MM (SJXU 22R10) (BUNDLE CONDUCTOR) PEX | 1
14.2.4 | Non Stock | SINGLE CORE TERMINATION: OUTDOOR 16 - 25MM; STXB 21R12 PEX | 1
14.2.5 | Non Stock | SINGLE CORE TERMINATION: OUTDOOR 35 - 70MM; STXB 22R12 PEX | 1
14.2.6 | Non Stock | SINGLE CORE TERMINATION: OUTDOOR 95 - 150MM; STXB 23R12 | 1
14.3. |  | LOW VOLTAGE HEAT SHRINK JOINTS
14.3.1 | 02S001 | HEAT SHRINK LOW VOLTAGE JOINT SJLA 4MM - 16MM | 1
14.3.2 | 02S002A | HEAT SHRINK LOW VOLTAGE JOINT SJLA 25MM - 50MM | 1
14.3.3 | 02S003 | HEAT SHRINK LOW VOLTAGE JOINT SJLA 70MM - 120MM | 1
14.3.4 | 02S004 | HEAT SHRINK LOW VOLTAGE JOINT SJLA 120MM - 240MM | 1
14.4. |  | HEAT SHRINK JOINTS MV
14.4.1 | Non Stock | HEAT SHRINK JOINT 3 CORE PILC (SJPA 21 A31) | 1
14.4.2 | Non Stock | HEAT SHRINK JOINT 3 CORE PILC (SJPA 22 A31 | 1
14.4.3 | Non Stock | HEAT SHRINK JOINT 3 CORE PILC (SJPA 23 A31 | 1
14.5. |  | LOW VOLTAGE RESIN FILL CABLE JOINTS
14.5.1 | Non Stock | JOINT KIT:P1 (91-A1) | 80
14.5.2 | Non Stock | JOINT KIT:P2 (91-A2) | 100
14.5.3 | Non Stock | JOINT KIT:P3 (91-A4) | 20
14.5.4 | Non Stock | JOINT KIT:P4 (91-A5) | 45
14.5.5 | Non Stock | JOINT KIT:P0 (91-A0)
14.5.6 | Non Stock | JOINT KIT:P2.5 (91-A3)
14.5.7 | Non Stock | JOINT KIT:P3.5 (91-A4,5)
14.6. |  | CAST IRON JOINTS
14.6.1 | 02J001 | JOINT: 1001 CAST IRON COMPLETE | 3
14.6.2 | 02J002 | JOINT: 1002 CAST IRON COMPLETE | 3
14.6.3 | 02J003 | JOINT: 1003 CAST IRON COMPLETE | 6
14.7. |  | HEAT SHRINK JOINT & TERMINATION ACCESSORIES
14.7.1 | Non Stock | 500g Threaded Gas Cartridge (CADAC Or similar Approved) | 2
14.7.2 | Non Stock | Blow lamp to match 500g Gas canister | 2
15 |  | CIRCUIT BREAKERS SEE ITEM #18 IN SPECIFICATIONS
15.1. | Non Stock | CIRCUIT BREAKERS 100 AMP - J25S HYDRAULIC MAGNETIC ("CBI" OR COMPATIBLE) FRAME SIZE 105X210MM | 2
15.2. | 02C071 | CIRCUIT BREAKERS 125 AMP - J25S HYDRAULIC MAGNETIC ("CBI" OR COMPATIBLE) FRAME SIZE 105X210MM | 2
15.3. | 02C073 | CIRCUIT BREAKERS 150 AMP - J25S HYDRAULIC MAGNETIC ("CBI" OR COMPATIBLE) FRAME SIZE 105X210MM | 3
15.4. | 02C074 | CIRCUIT BREAKERS 200 AMP - J25S HYDRAULIC MAGNETIC ("CBI" OR COMPATIBLE) FRAME SIZE 105X210MM | 2
15.5. | 02C072 | CIRCUIT BREAKERS 250 AMP - J25S HYDRAULIC MAGNETIC ("CBI" OR COMPATIBLE) FRAME SIZE 105X210MM | 50
15.6. | Non Stock | CIRCUIT BREAKERS 175 AMP - J25S HYDRAULIC MAGNETIC ("CBI" OR COMPATIBLE) FRAME SIZE 105X210MM | 1
15.7. | Non Stock | CIRCUIT BREAKERS 225 AMP - J25S HYDRAULIC MAGNETIC ("CBI" OR COMPATIBLE) FRAME SIZE 105X210MM | 1
15.8. | Non Stock | CIRCUIT BREAKERS 300 AMP - L25B HYDRAULIC MAGNETIC ("CBI" OR COMPATIBLE) | 1
15.9. | Non Stock | CIRCUIT BREAKERS 350 AMP - L25B HYDRAULIC MAGNETIC ("CBI" OR COMPATIBLE) | 1
15.10. | Non Stock | CIRCUIT BREAKERS 400 AMP - L25B HYDRAULIC MAGNETIC ("CBI" OR COMPATIBLE) | 1
15.11. | Non Stock | CIRCUIT BREAKERS 450 AMP - L25B HYDRAULIC MAGNETIC ("CBI" OR COMPATIBLE) | 1
15.12. | Non Stock | CIRCUIT BREAKERS 500 AMP - L25B HYDRAULIC MAGNETIC ("CBI" OR COMPATIBLE) | 1
15.13. | Non Stock | CIRCUIT BREAKERS 550 AMP - L25B HYDRAULIC MAGNETIC ("CBI" OR COMPATIBLE)) | 1
15.14. | Non Stock | CIRCUIT BREAKERS 600 AMP - L25B HYDRAULIC MAGNETIC ("CBI" OR COMPATIBLE) | 1
15.15. | Non Stock | CIRCUIT BREAKER SHROUD TRIPLE | 1
15.16. | 02C051 | CIRCUIT BREAKER: 3 PHASE 20AMP ORANGE TOGGLE (3 X 26MM) | 12
15.17. | 02C052 | CIRCUIT BREAKER: 3 PHASE 30AMP ORANGE TOGGLE (3 X 26MM) | 12
15.18. | 02C53 | CIRCUIT BREAKER: 3 PHASE 40AMP ORANGE TOGGLE (3 X 26MM) | 12
15.19. | 02C054 | CIRCUIT BREAKER: 3 PHASE 50AMP ORANGE TOGGLE (3 X 26MM) | 1
15.20. | 02C055 | CIRCUIT BREAKER: 3 PHASE 60AMP ORANGE TOGGLE (3 X 26MM) | 12
15.21. | 02C056 | CIRCUIT BREAKER: 3 PHASE 70AMP ORANGE TOGGLE (3 X 26MM) | 12
15.22. | 02C057 | CIRCUIT BREAKER: 3 PHASE 80AMP ORANGE TOGGLE (3 X 26MM) | 12
15.23. | 02C058 | CIRCUIT BREAKER: 3 PHASE 90AMP ORANGE TOGGLE (3 X 26MM) | 12
15.24. | 02C059 | CIRCUIT BREAKER: 3 PHASE 100AMP ORANGE TOGGLE (3 X 26MM) | 12
15.25. | 02C045 | CIRCUIT BREAKER: S/ PHASE 30AMP ORANGE TOGGLE (1 X 26MM) | 12
15.26. | 02C047 | CIRCUIT BREAKER: S/ PHASE 40AMP ORANGE TOGGLE (1 X 26MM) | 12
15.27. | 02C048 | CIRCUIT BREAKER: S/ PHASE 50AMP ORANGE TOGGLE (1 X 26MM) | 1
15.28. | 02C049 | CIRCUIT BREAKER: S/ PHASE 63AMP ORANGE TOGGLE (1 X 26MM) | 200
15.29. | 02C050 | CIRCUIT BREAKER: S/ PHASE 70AMP ORANGE TOGGLE (1 X 26MM) | 12
15.30. | 02C026 | CIRCUIT BREAKER: S/ PHASE 80AMP ORANGE TOGGLE (1 X 26MM) | 1200
15.31. | 02C028 | CIRCUIT BREAKER: S/ PHASE 100AMP ORANGE TOGGLE (1 X 26MM) | 12
15.32. | 02C007 | CIRCUIT BREAKER: SAM QA-1(13) 5AMP | 126
15.33. | 02C041 | CIRCUIT BREAKER: SAM QA-1(13) 10AMP | 250
15.34. | 02C043 | CIRCUIT BREAKER: SAM QA-1(13) 20AMP | 48
15.35. | Non Stock | CIRCUIT BREAKER: SAM QA-1(13) 40AMP | 12
15.36. | K02S001 | EARTH LEAKAGE 63A | 8
15.37. | Non Stock | EARTH LEAKAGE 3 POLE + N 6KA 80A - SF36C
15.38. | Non Stock | SHROUDS & CLIPS: SINGLE PHASE (SF1) (1 X 26MM) 25 - 60 AMP | 1
15.39. | Non Stock | SHROUDS & CLIPS: SINGLE PHASE (SF1) (1 X 26MM) 70 - 100 AMP | 1
15.40. | Non Stock | SHROUDS & CLIPS: THREE PHASE (SF1) (3 X26MM) 25 - 60 AMP | 1
15.41. | Non Sock | SHROUDS & CLIPS: THREE PHASE (SF1) (3 X26MM) 70 - 100 AMP | 1
16 |  | STRIKER PIN FUSES
16.1. | G0102F05 | Dropout Fuse Unit Type 36MZL 11/22kV 100amp 7.2kA Interrupting 360mm creepage 150kV BIL Fuse cut-out, complete with fuse tube assembly and mounting bracket. ("KARG" or similar) | 36
16.2. | 02F100 | STRIKER PIN FUSE 36 AMP 254MM | 3
16.3. | 02F101 | STRIKER PIN FUSE 45 AMP 254MM | 3
16.4. | 02F099 | STRIKER PIN FUSE 31.5 AMP 254MM ("BUSSMAN" OR SIMILAR) | 3
16.5. | 02F102 | Striker Pin Fuse 63 Amp 254mm ("BUSSMAN" or similar) | 3
16.6. | 02F103 | STRIKER PIN FUSE 80 AMP 254MM ("BUSSMAN" OR SIMILAR) | 3
16.7. | 02F104 | STRIKER PIN FUSE 100 AMP 254MM ("BUSSMAN" OR SIMILAR) | 3
16.8. | 02F200 | STRIKER PIN FUSE 36 AMP 360MM LONG ("BUSSMAN" OR SIMILAR) | 3
16.9. | 02F201 | STRIKER PIN FUSE 45 AMP 360MM ("BUSSMAN" OR SIMILAR) | 3
16.10. | 02F015 | STRIKER PIN FUSE 50 AMP 360MM ("BUSSMAN" OR SIMILAR) | 3
16.11. | 02F202 | STRIKER PIN FUSE 63 AMP 360MM ("BUSSMAN" OR SIMILAR) | 3
16.12. | 02F203 | STRIKER PIN FUSE 80 AMP 360MM ("BUSSMAN" OR SIMILAR) | 3
16.13. | 02F204 | STRIKER PIN FUSE 90 AMP 360MM ("BUSSMAN" OR SIMILAR) | 3
16.14. | 02F205 | STRIKER PIN FUSE 100 AMP 360MM ("BUSSMAN" OR SIMILAR) | 3
16.15. | Non Stock | STRIKER PIN FUSE 10 AMP 254MM ("BUSSMAN" OR SIMILAR) | 1
16.16. | Non Stock | STRIKER PIN FUSE 20 AMP 254MM ("BUSSMAN" OR SIMILAR) | 1
16.17. | Non Stock | STRIKER PIN FUSE 90 AMP 254MM ("BUSSMAN" OR SIMILAR) | 1
16.18. | Non Stock | STRIKER PIN FUSE 50 AMP - 50KA 80N MEDIUM UN 17.5KV TDMEJ 50 AMP-34/7 - SIZE 550MM X 50MM X 45MM ("BUSSMAN" OR SIMILAR) | 1
16.19. | Non Stock | FUSE: 20 AMP 11 KV H.T | 1
16.20. | Non Stock | FUSE: 100 AMP 12KV (120HFMA100) | 1
16.21. | Non Stock | FUSELINK: 1 AMP 12KV HRC | 1
16.22. | G0103F09 | FUSELINK: 2 AMP K-SPEED | 30
16.23. | G0103F10 | FUSELINK: 5 AMP STANDARD | 30
16.24. | 02F069 | FUSELINK: 6 AMP TYPE-K STANDARD | 30
16.25. | 02F070 | FUSELINK: 10 AMP TYPE-K STANDARD | 30
16.26. | 02F071 | FUSELINK: 15 AMP TYPE-K STANDARD | 30
16.27. | 02F072 | FUSELINK : 20 AMP TYPE-K STANDARD | 30
16.28. | 02F073 | FUSELINK : 30 AMP TYPE-K STANDARD | 30
16.29. | 02F074 | FUSELINK : 40 AMP TYPE-K STANDARD | 30
16.30. | 02F075 | FUSELINK : 50 AMP TYPE-K STANDARD | 30
16.31. | 02F076 | FUSELINK : 65 AMP TYPE-K STANDARD | 30
16.32. | 02F077 | FUSELINK : 80 AMP TYPE-K STANDARD | 10
16.33. | 02F021 | FUSELINK :100 0AMP TYPE-K STANDARD | 10
16.34. | Non Stock | FUSES: 20 - 63 AMP 11KV | 10
16.35. | G0102B14 | FUSE: 20A KEBXO | 12
16.36. | G0102F12 | FUSE: 36A KEBXO H.S | 12
16.37. | G0102B15 | FUSE: 40A KEBXO | 12
16.38. | G0102F13 | FUSE: 45A KEBXO H.S | 12
16.39. | G0102B16 | FUSE: 63A KEBXO | 12
16.40. | G0102F14 | FUSE: 80A KEBXO H.S | 12
16.41. | G102F15 | FUSE: 90A KEBXO H.S | 12
17 |  | LUGS & FERRULES
17.1. | 02F034 | Crimping Ferrule: 2.5mm Copper | 27
17.2. | Non Stock | Crimping Ferrule: 4mm Copper | 1
17.3. | 02F033 | Crimping Ferrule: 6mm Copper | 152
17.4. | 02F095 | Crimping Ferrule: 10mm Copper | 135
17.5. | 02F048 | Crimping Ferrule: 16mm Copper | 1412
17.6. | 02F035 | Crimping Ferrule: 25mm Copper | 90
17.7. | 02F036 | Crimping Ferrule: 35mm Copper | 83
17.8. | 02F037 | Crimping Ferrule: 50mm Copper | 63
17.9. | 02F038 | Crimping Ferrule: 70mm Copper | 114
17.10. | 02F039 | Crimping Ferrule: 95mm Copper | 56
17.11. | 02F040 | Crimping Ferrule:120mm Copper | 1
17.12. | 02F041 | Crimping Ferrule:150mm Copper | 1
17.13. | 02F042 | Crimping Ferrule:185mm Copper | 12
17.14. | 02F043 | Crimping Ferrule:240mm Copper | 1
17.15. | 02F044 | Crimping Ferrule:300mm Copper | 1
17.16. | 02L070 | Crimping Lugs: 2.5X 4mm Copper | 1
17.17. | 02L069 | Crimping Lugs: 2.5X 5mm Copper | 1
17.18. | 02L068 | Crimping Lugs: 2.5X 6mm Copper | 160
17.19. | 02L029 | Crimping Lugs: 2.5X 8mm Copper | 40
17.20. | 02L067 | Crimping Lugs: 4X 5mm Copper | 1
17.21. | 02L066 | crimping lugs: 4X 6mm Copper | 1
17.22. | 02L065 | Crimping Lugs: 6X 5mm Copper | 20
17.23. | 02L064 | Crimping Lugs: 6X 6mm Copper | 35
17.24. | 02L063 | Crimping Lugs: 6X 8mm Copper | 30
17.25. | 02L043 | Crimping Lugs: 6x10mm Copper | 40
17.26. | 02L062 | Crimping Lugs: 10X 5mm Copper | 5
17.27. | 02L044 | Crimping Lugs: 10X 6mm Copper | 5
17.28. | 02L045 | Crimping Lugs: 10X 8mm Copper | 10
17.29. | 02L046 | Crimping Lugs: 16X 6mm Copper | 488
17.30. | 02L021 | Crimping Lugs: 16X 8mm Copper | 184
17.31. | 02L017 | Crimping Lugs: 16x10mm Copper | 118
17.32. | 02L049 | Crimping Lugs: 16x12mm Copper | 5
17.33. | 02L050 | Crimping Lugs: 16x16mm Copper | 1
17.34. | 02L051 | Crimping Lugs: 25X 6mm Copper | 10
17.35. | 02L013 | Crimping Lugs: 25X 8mm Copper | 80
17.36. | 02L019 | Crimping Lugs: 25x10mm Copper | 65
17.37. | 02L054 | Crimping Lugs: 25x12mm Copper | 4
17.38. | 02L055 | Crimping Lugs: 25x16mm Copper | 3
17.39. | 02L020 | Crimping Lugs: 35X 8mm Copper | 1
17.40. | 02L021 | Crimping Lugs: 35x10mm Copper | 30
17.41. | 02L058 | Crimping Lugs: 35x12mm Copper | 33
17.42. | 02L111 | Crimping Lugs: 35x16mm Copper | 10
17.43. | 02L059 | Crimping Lugs: 50X 8mm Copper | 20
17.44. | 02L023 | Crimping Lugs: 50x10mm Copper | 42
17.45. | 02L061 | Crimping Lugs: 50x12mm Copper | 6
17.46. | 02L024 | Crimping Lugs: 50x16mm Copper | 1
17.47. | 02L025 | Crimping Lugs: 70X 8mm Copper | 49
17.48. | 02L026 | Crimping Lugs: 70x10mm Copper | 117
17.49. | 02L027 | Crimping Lugs: 70x12mm Copper | 68
17.50. | 02L028 | Crimping Lugs: 70x16mm Copper | 10
17.51. | 02L030 | Crimping Lugs: 95X 8mm Copper | 21
17.52. | 02L031 | Crimping Lugs: 95x10mm Copper | 34
17.53. | 02L032 | Crimping Lugs: 95x12mm Copper | 46
17.54. | 02L033 | Crimping Lugs: 95x20mm Copper | 3
17.55. | 02L034 | Crimping Lugs:120X 8mm Copper | 1
17.56. | 02L035 | Crimping Lugs:120x10mm Copper | 41
17.57. | 02L036 | Crimping Lugs:120x12mm Copper | 13
17.58. | 02L037 | Crimping Lugs:150x10mm Copper | 1
17.59. | 02L038 | Crimping Lugs:150x12mm Copper | 1
17.60. | 02L039 | Crimping Lugs:150x16mm Copper | 1
17.61. | 02L040 | Crimping Lugs:185x12mm Copper | 16
17.62. | 02L041 | Crimping Lugs:240x12mm Copper | 1
17.63. | 02L042 | Crimping Lugs:300x16mm Copper | 1
17.64. | 02L083 | Crimping Lugs: 25mm x 10mm Aluminium | 1
17.65. | Non Stock | Crimping Lugs: 25mm x 12mm Aluminium | 1
17.66. | 02L082 | Crimping Lugs: 35mm x 10mm Aluminium | 1
17.67. | 02L081 | Crimping Lugs: 35mm x 12mm Aluminium | 1
17.68. | 02L079 | Crimping Lugs: 50mm x 10mm Aluminium | 8
17.69. | 02L078 | Crimping Lugs: 50mm x 12mm Aluminium | 1
17.70. | 02L077 | Crimping Lugs: 70mm x 10mm Aluminium | 2
17.71. | 02L076 | Crimping Lugs: 70mm x 12mm Aluminium | 1
17.72. | 02L074 | Crimping Lugs: 95mm x 10mm Aluminium | 5
17.73. | 02L073 | Crimping Lugs: 95mm x 12mm Aluminium | 1
17.74. | 02L072 | Crimping Lugs: 120mm x 12mm Aluminium | 1
17.75. | 02L071 | Crimping Lugs: 150mm x 12mm Aluminium | 1
17.76. | Non Stock | Crimping Lugs: 120mm x 10mm Aluminium | 1
17.77. | Non Stock | Crimping Lugs: 150mm x 10mm Aluminium | 1
17.78. | Non Stock | Crimping Lugs: 185mm x 12mm Aluminium | 1
17.79. | 02L084 | Crimping Lugs: 25mmx12mm Orange Bundle Conductor | 1
17.80. | 02L085 | Crimping Lugs: 35mmx12mm Red Bundle Conductor | 1
17.81. | 02L086 | Crimping Lugs: 50mmx12mm Yellow Bundle Conductor | 1
17.82. | 02L087 | Crimping Lugs: 70mmx12mm White Bundle Conductor | 1
17.83. | 02L088 | Crimping Lugs: 95mmx12mm Grey Bundle Conductor | 1
17.84. | 02F025 | Crimping Ferrule: 25mm Aluminium | 1
17.85. | 02F026 | Crimping Ferrule: 35mm Aluminium | 1
17.86. | 02F027 | Crimping Ferrule: 50mm Aluminium | 1
17.87. | 02F028 | Crimping Ferrule: 70mm Aluminium | 2
17.88. | 02F029 | Crimping Ferrule: 95mm Aluminium | 2
17.89. | 02F030 | Crimping Ferrule: 120mm Aluminium | 1
17.90. | 02F031 | Crimping Ferrule: 150mm Aluminium | 1
17.91. | 02F047 | Crimping Ferrule: 35-35mm Copper/Alum (Bi-Metal) | 1
17.92. | 02F046 | Crimping Ferrule: 50-50mm Copper/Alum (Bi-Metal) | 1
17.93. | 02F045 | Crimping Ferrule: 70-70mm Copper/Alum (Bi-Metal) | 1
17.94. | 02F088 | Crimping Ferrule: 95mmx95mmCopper/Alum (Bi-Metal) | 1
17.95. | 02F062 | Crimping Ferrule: 16mm Blue (MJPB) | 1
17.96. | 02F052 | Crimping Ferrule: 25mm Orange Bundle Conductor | 1
17.97. | 02F058 | Crimping Ferrule: 35mm Red Bundle Conductor | 6
17.98. | 02F054 | Crimping Ferrule: 50mm Yellow Bundle Conductor | 1
17.99. | 02F055 | Crimping Ferrule: 70mm White Bundle Conductor | 1
17.100. | 02F056 | Crimping Ferrule: 95mm Grey Bundle Conductor | 1
17.101. | 02F092 | Crimping Ferrule: 54.6mm Neutral Bundle | 1
17.102. | Non Stock | Crimping Lugs: 54.6mm Neutral Bundle | 1
17.103. | Non Stock | Crimping Ferrule: 185mm Aluminium | 1
17.104. | 02F083 | Crimping Ferrule: 35mm Weak Back | 1
17.105. | 02F058 | Crimping Ferrule: 50mm Weak Back | 1
17.106. | 02F059 | Crimping Ferrule: 70mm Weak Back | 1
17.107. | 02F060 | Crimping Ferrule: 95mm Weak Back | 1
17.108. | 02F061 | Crimping Ferrule: 120mm Weak Back | 1
17.109. | Non Stock | Shear off lug BLMT 25/95-13 & 17 ("Tank" or similar) | 1
17.110. | Non Stock | Shear off lug BLMT 35/150-13 & 17 ("Tank" or similar) | 1
17.111. | Non Stock | Shear off lug BLMT 95/240-13 & 17 ("Tank" or similar) | 1
17.112. | Non Stock | Shear off lug BLMT 185/400-13 & 17 ("Tank" or similar) | 1
17.113. | Non Stock | Shear off ferrule BSM25/95 ("Tank" or similar) | 1
17.114. | Non Stock | Shear off ferrule BSM35/150 ("Tank" or similar) | 1
17.115. | Non Stock | Shear off ferrule BSM95/240 ("Tank" or similar) | 1
17.116. | Non Stock | Shear off ferrule BSM185/400 ("Tank" or similar) | 1
18 |  | INSULATORS
18.1. |  | Silicone Insulators
18.1.1 | Non Stock | 6 DISC 480mm | 1
18.1.2 | Non Stock | 7 DISC 620mm; 520mm | 1
18.1.3 | Non Stock | 8 DISC 620mm; 490mm | 1
18.1.4 | Non Stock | 8 DISC 620mm; 500mm | 1
18.1.5 | Non Stock | 8 DISC 620mm; 620mm | 1
18.2. |  | Porcelain Insulators
18.2.1 | 02I010 | Porcelain; 22kV intermediate complete with pin, 4kN with creepage 31mm/kV | 1
18.3. |  | Flexible Boot
18.3.1 | Non Stock | Boots: Flexible Elastomeric Insulating Bushing Boot 17.5KV - RCAB 4120 (46-70 mm) | 1
18.3.2 | Non Stock | RCAB or RICS 3133 Flexible boot | 1
19 |  | GENERAL B
19.1 | 02A002 | Airdac Strain Clamps For 10-16mm | 45
19.2 | 02A002 | Airdac Strain Clamps For 10-16mm | 45
19.3 | Non Stock | Airdac Suspension Plate | 2
19.4 | 02B004 | Band It Buckles: 12.7mm (100'S) | 15
19.5 | Non Stock | Band It Buckles: 15.8mm (100'S) | 2
19.6 | 02B005 | Band It Strap: 12.5X0.7mmx30m | 33
19.7 | Non Stock | Band It Strap: 15.8x0.7mmx30m | 2
19.8 | 02T017 | Barrier Tape: 75mmx500mx50mic - Red / White | 30
19.9 | Non Stock | Base Plate 380x380x6mm (Hot Dipped Galv) | 250
19.1 | 02B041 | Bundle Tie Straps: 200mm - Black | 2
19.11 | K02T004 | Cable Ties:104mm X 2.5mm - Black | 1
19.12 | Non Stock | Cable Ties:104mm X 2.5mm - Various Colours | 2
19.13 | 02T004A | Cable Ties:200mm X 4,7mm - Black | 5
19.14 | Non Stock | Cable Ties:200mm X 4,7mm - Various Colours | 2
19.15 | 02T004B | Cable Ties:305mm X 4,7mm - Black | 7
19.16 | Non Stock | Cable Ties:305mm X 4,7mm - Various Colours | 2
19.17 | Non Stock | Cable Ties:387mm X 7.6mm - Black | 2
19.18 | 02C114 | Clamp: Dead End | 2
19.19 | 02C109 | Clamp: Mv Gland | 2
19.2 | 02C113 | Contactor: 230v 50/60hz Magnetic(Rab-35t10) Or Compatible | 30
19.21 | G02T002 | Danger Tape: 300mmx60 MIC - Orange | 3
19.22 | Non Stock | Double Sided GDA Tape 12mmx25m | 2
19.23 | Non Stock | Double Sided GDA Tape 18mmx25m | 2
19.24 | Non Stock | Double Sided GDA Tape 24mmx25m | 2
19.25 | 0102B11 | Earth Kit Eakt-1669 16-120mm Raychem/Tank (Or Similar Approved) | 6
19.26 | 20 | Electro Flasher Unit: Model R1F 230V ("Omron" Or Compatible) | 12
19.27 | Non Stock | Gansbaai Armoured Gland, Shrouds Included (Pratley Or Similar) | 20
19.28 | 0102B06 | Glands: No. 2 (Pvc) | 12
19.29 | 02G023 | Glands & Shrouds: No 1 Bw | 2
19.3 | 02G020 | Glands & Shrouds: No 2 Bw | 2
19.31 | 02G061 | Glands & Shrouds: No 3 Bw | 6
19.32 | Non Stock | Glands & Shrouds: No 4 Bw | 2
19.33 | Non Stock | Glands & Shrouds: No 5 Bw | 2
19.34 | Non Stock | Glands: No. 0 (Pvc) | 1
19.35 | Non Stock | Glands: No. 1 (Pvc) | 2
19.36 | Non Stock | Gloves: Leather Outer RGXSC-C - Various Sizes ("Regeltex" Or Similar) | 2
19.37 | 0103F06 | Gloves: Rubber - Various Sizes 1100 Volt | 3
19.38 | Non Stock | Guy Grips - Al Blue 1250mm | 2
19.39 | Non Stock | Guy Grips - Al Green 1100mm | 2
19.4 | G0102B12 | Guy Grips - AL Green 1900mm | 2
19.41 | Non Stock | Guy Grips - Al Yellow 920mm | 2
19.42 | K02W001 | House Wire:16mm Black PVC (PLEASE PROVIDE A PRICE PER METER) | 2
19.43 | Non Stock | House Wire:16mm Blue PVC (PLEASE PROVIDE A PRICE PER METER) | 2
19.44 | Non Stock | House Wire:16mm Green/Yellow PVC (PLEASE PROVIDE A PRICE PER METER) | 2
19.45 | K02W002 | House Wire:16mm Red PVC (PLEASE PROVIDE A PRICE PER METER) | 2
19.46 | Non Stock | House Wire:16mm White PV C(PLEASE PROVIDE A PRICE PER METER) | 2
19.47 | 02T014 | Insulation Tape: Black (+33) ("3M Scotch" Or Similar) (Specifications item #20) | 100
19.48 | 02T016 | Insulation Tape: Blue (No.35) ("3M Scotch" Or Similar) (Specifications item #19) | 100
19.49 | G0102D12 | Insulation Tape: Green (No.35) ("3M Scotch" Or Similar) (Specifications item #19) | 100
19.5 | 02T015 | Insulation Tape: Red (No.35) ("3M Scotch" Or Similar) (Specifications item #19) | 100
19.51 | 02T003 | Insulation Tape: White (No.35) ("3M Scotch" Or Similar) (Specifications item #19) | 100
19.52 | Non Stock | Insulation Tape: Yellow (No.35) ("3M Scotch" Or Similar) (Specifications item # 19) | 1000
19.53 | G0102C09 | K-Clamps: 16mm | 450
19.54 | G0102C06 | K-Clamps: 20mm | 20
19.55 | G0102C10 | K-Clamps: 32mm | 450
19.56 | G0102C07 | K-Clamps: 40mm | 450
19.57 | G0101E03 | Lightning Arrestors 11 Kv | 50
19.58 | 02L007 | Line Taps: 100mm | 300
19.59 | G0102C05 | Line Taps: 150mm (Mo 5/8) | 300
19.6 | 02L010 | Line Taps: 25mm (Mo 4) | 300
19.61 | 02L008 | Line Taps: 35mm (Mo 2) | 200
19.62 | 02L006 | Line Taps: 50mm (Mo 0) | 9
19.63 | 02L009 | Line Taps: 70mm (Mo 3/0) | 100
19.64 | 02L011 | Line Taps:16mm (Mo.6) | 100
19.65 | Non Stock | Miracle Tool Spray - Momar Or Similar (Specifications item # 23) | 300
19.66 | Non Stock | Oil Cap (Specifications item # 23) | 300
19.67 | Non Stock | Oil Spill Kit: One Man Spill Kit (Specifications item # 23) | 300
19.68 | Non Stock | Orange Barrier Netting - 1.2m X 30m | 300
19.69 | Non Stock | Orcasorb (Specifications item # 23) | 300
19.7 | Non Stock | Panel Wire: 2.5mm Black (PLEASEPROVIDE A PRICE PER METER) | 50
19.71 | Non Stock | Panel Wire: 2.5mm Blue (PLEASE PROVIDE A PRICE PER METER) | 1
19.72 | Non Stock | Panel Wire: 2.5mm Brown (PLEASE PROVIDE A PRICE PER METER) | 12
19.73 | Non Stock | Panel Wire: 2.5mm Green/Yellow (PLEASE PROVIDE A PRICE PER METER) | 2
19.74 | Non Stock | Panel Wire: 2.5mm Grey (PLEASE PROVIDE A PRICE PER METER) | 100
19.75 | Non Stock | Panel Wire: 2.5mm Orange (PLEASE PROVIDE A PRICE PER METER) | 100
19.76 | Non Stock | Panel Wire: 2.5mm Pink (PLEASE PROVIDE A PRICE PER METER) | 100
19.77 | Non Stock | Panel Wire: 2.5mm Purple (PLEASE PROVIDE A PRICE PER METER) | 100
19.78 | Non Stock | Panel Wire: 2.5mm Red (PLEASE PROVIDE A PRICE PER METER) | 100
19.79 | Non Stock | Panel Wire: 2.5mm White (PLEASE PROVIDE A PRICE PER METER) | 100
19.8 | Non Stock | Panel Wire: 2.5mm Yellow (PLEASE PROVIDE A PRICE PER METER) | 100
19.81 | 02P008 | Pigtail Bolts: M 16 X 380 | 100
19.82 | 02A003 | Pigtail Screws | 100
19.83 | 02P001 | Pipe: 110mm X 6m Plasduct | 100
19.84 | K02P001 | Pipe: 40mm X 4m Conduit Bosal Galv. | 100
19.85 | 02C007 | Pole Bracket Only: CS14 | 1
19.86 | 02P003 | Pole Mount Box + Vert. Bracket Spb1 | 50
19.87 | G0102B13 | Pole Top Make Offs Stay Wire Strand 7 X 4,00mm Green | 420
19.88 | Non Stock | Ready Boards With Light ("CBI" Or Similar) | 250
19.89 | Non Stock | Rootsorb 25 Kg (Specifications Par. B 18.3) | 6
19.9 | Non Stock | Rubber Gloves - Cotton Inners - Various Sizes | 2
19.91 | Non Stock | Rubber Tape: 25mm X 0.75mm X 9.15m ("Pratley" Or Similar) (Specifications Par. B 16.) | 60
19.92 | 02T001 | Rubber Tape: 34mm X 3.2mm X 1.6m ("Pratley" Or Similar) (Specifications item # 21 | 10
19.93 | K02S001 | Saddles: 20mm Galvanized | 100
19.94 | K02S002 | Saddles: 40mm Galvanized | 100
19.95 | 02P031 | Saddles: Pvc 20mm | 10
19.96 | G0102B11 | Solderless Earth Connection See Item #6 In Specifications | 2
19.97 | Non Stock | Stay Rod Adjustable M20x2.4m (Hot Dipped Galv) | 120
19.98 | 02B038 | Strain Clamp Bundle: Lv Insulated Neutral | 300
19.99 | 02B039 | Suspension Assembly Bundle: Insulated Neutral | 100
19.99 | 02B040 | Suspension Clamp Bundle: Lv Insulated Neutral | 2
19.1 | Non Stock | Trotec Troply Laminates (Graflux Or Similar ) White/Red P206-206 | 100
19.101 | Non Stock | Trotec Troply Laminates (Graflux Or Similar) Black/White SW019 | 2
19.102 | Non Stock | Trotec Troply Laminates (Graflux Or Similar) Blue/White M512 | 10
19.103 | Non Stock | Trotec Troply Laminates (Graflux Or Similar) Yellow/Black P744-206 | 2
19.104 | Non Stock | Tsw Asbestos Encapsulation (Specifications item # 23) | 10
19.105 | 02J006 | Wiping Metal S5 | 2
19.106 | G0103F08 | Wire:16mm Bare Copper (PLEASE PROVIDE A PRICE PER METER AND NOT PER KG.) | 250
19.107 | Non Stock | Wooden Droppers (Gum): ± 30mm X 1.2m - Natural | 2
20 |  | BATTERIES (Specifications Par. B 19)
20.1. | Non Stock | Type AAA: Alkaline Coppertop Penlight Batteries (per pack of 4) | 24
20.2. | 44B002 | Type AA: Alkaline Coppertop Penlight Batteries (per pack of 4) | 100
20.3. | 44B003 | Type C: Alkaline Coppertop Medium Batteries (per pack of 2 | 30
20.4. | 44B005 | Type D: Alkaline Coppertop Torch Batteries (per pack of 2) | 60
20.5. | 44B004 | Type PM3: Alkaline Coppertop 9Volt Batteries | 60
21 |  | CURRENT TRANSFORMERS
21.1. | Non Stock | CURRENT TRANSFORMER: 100/5 (32MM RING) CL1 | 2
21.2. | 02M011 | CURRENT TRANSFORMER: 150/5 (32MM RING) CL1 | 6
21.3. | 02M012 | CURRENT TRANSFORMER: 200/5 (32MM RING) CL1 | 2
21.4. | 02M013 | CURRENT TRANSFORMER: 250/5 (32MM RING) CL1 | 3
21.5. | 02M031 | CURRENT TRANSFORMER: 250/5 (36MM RING) CL1 | 3
21.6. | 02M014 | CURRENT TRANSFORMER: 300/5 (36MM RING) CL1 | 3
21.7. | 02M015 | CURRENT TRANSFORMER: 350/5 (36MM RING) CL1 | 2
21.8. | 02M016 | CURRENT TRANSFORMER: 400/5 (36MM RING) CL1 | 2
21.9. | 02M018 | CURRENT TRANSFORMER: 500/5 (65MM RING )CL1 | 2
21.10. | 2M019 | CURRENT TRANSFORMER: 600/5 (65MM RING) CL1 | 2
21.11. | 2M020 | CURRENT TRANSFORMER: 700/5 (65MM RING) CL1 | 2
21.12. | 2M021 | CURRENT TRANSFORMER: 800/5 (65MM RING) CL1 | 2
21.13. | 2M022 | CURRENT TRANSFORMER: 1000/5 (65MM RING) CL1 | 2

## Sheet2
Item # | OM STOCK CODE | Description | Est. Qty. Over The
1 | METERS
1.1. | PLC METERS SEE ITEM #1 IN SPECIFICATIONS
1.1.1 | 02M070 | MULTI FREQUENCY 1 PHASE DIN RAIL G3 -PLC METER:E460S (SMART (LANDIS OR COMPATIBLE) | 1650
1.1.2 | 02M075 | MULTI FREQUENCY 3 PHASE DIN RAIL G3-PLC METER:E460S (LANDIS OR COMPATIBLE) | 650
1.1.3 | 02M080 | CUSTOMER INTERFACE UNIT: P160 PLC CUSTOMER INTERFACE UNIT (STAND-ALONE) (LANDIS OR COMPATIBLE) | 60
1.1.4 | Non Stock | MULTI FREQUENCY 1 PHASE BS G3 - PLC METER E460S (LANDIS OR COMPATIBLE) | 60
1.1.5 | Non Stock | MULTI FREQUENCY 3 PHASE BS G3 - PLC METER E460S (LANDIS OR COMPATIBLE) | 6
1.1.6 | Non Stock | E650 SERIES 3 - ZXD400AT/CT METER (LANDIS OR COMPATIBLE) | 10
1.1.7 | Non Stock | E65C CU-U52 - MODEM (LANDIS OR COMPATIBLE) | 10
1.1.8 | Non Stock | SG101 IS AN INDUSTRIAL GPRS/EDGE/3G MODEM (LANDIS OR COMPATIBLE) | 10
1.1.9 | Non Stock | COVERT GSM MULTIBAND OMNI-DIRECTIONAL ANTENNA (824-960MHZ AND 1710-2200MHZ) (LANDIS OR COMPATIBLE) | 10
1.1.10 | Non Stock | THE SG106; INDUSTRIAL GPRS/EDGE/3G MODEM FOR LANDIS+GYR E460S (LANDIS OR COMPATIBLE) | 10
1.2. | SPLIT SINGLE PHASE DIN RAIL MOUNT POWER LINE COMMUNICATIONS ELECTRICITY METER (Ontec or compatible) SEE ITEM #1 IN SPECIFICATIONS
1.2.1 | 02M046 | SPLIT SINGLE PHASE DIN RAIL MOUNT POWER LINE COMMUNICATIONS ELECTRICITY METER (ONTEC OR COMPATIBLE) | 50
1.2.2 | Non Stock | MULTI FREQUENCY SINGLE PHASE SPLIT DIN-RAIL MOUNTED PLC PREPAYMENT METER - MCU (ONTEC SIENNA OR COMPATIBLE)
1.2.3 | 02M045 | ACE 9000 PLC CIU STANDARD, COMMON BASE KEYPAD (ONTEC OR COMPATIBLE)
1.2.4 | 02M047 | ACE 9000 PLC CIU STAND-ALONE, KEYPAD (ONTEC OR COMPATIBLE)
1.3. | RADIO FREQUENCY (RF) METERS WITH BUILT IN ANTENNAS (Conlog or Similar Approved)
1.3.1 | G0101E010 | USER INTERFACE UNIT (UIU) (CONLOG OR COMPATIBLE) | 87
1.3.2 | 02M060 | RF DATA CONCENTRATOR UNIT (CONLOG OR COMPATIBLE) | 100
1.3.3 | Non Stock | RF COMMON BASE ED & ECU KEYPAD (CONLOG OR COMPATIBLE) | 1
1.3.4 | G0101E05 | SPLIT METER: W BEC 44 (09) RADIO FREQUENCY (CONLOG OR COMPATIBLE)
1.3.5 | Non Stock | SPLIT METER: W BEC 44 (10) DIN RAIL , MEASUREMENT CONTROL UNIT ( MCU ) (CONLOG OR COMPATIBLE)
1.3.6 | Non Stock | SPLIT METER: BEC 62-THREE PHASE RADIO FREQUENCY (CONLOG OR COMPATIBLE)
1.3.7 | 02M052 | WIRELESS USER INTERFACE UNIT (WUIU) (CONLOG OR COMPATIBLE)
1.3.8 | Non Stock | WIRELESS CUSTOMER INTERFACE UNIT COMMON BASE RADIO FREQUENCY (CONLOG OR COMPATIBLE)
1.3.9 | Non Stock | WIRELESS METER INTERFACE WMI(09) (CONLOG OR COMPATIBLE)
1.3.10 | Non Stock | RF SIGNAL EXTENDER (CONLOG OR COMPATIBLE)
1.3.11 | 02M055 | ANTENNA: WIRELESS METER INTERFACE WMI(09) (CONLOG OR COMPATIBLE)
1.4. | THREE PHASE PROGRAMMABLE ENERGY AND DEMAND METER SEE ITEM #1 IN SPECIFICATIONS
1.4.1 | 02M010 | METER: ENERMAX + METER E+MA-153000110V, 3 WIRE (ENERMAX" OR COMPATIBLE)
1.4.2 | 02M009 | METER: ENERMAX + METER E+MA-454000 220V / 400V, 4 WIRE("ENERMAX" OR COMPATIBLE)
1.4.3 | 02M060 | EXPANSION MODULE: E+EA-GPRS 04 WITH RS485 AND GSM / GPRS. UNDER-GLASS TO FIT ENERMAX PLUS METER VERSION 50V228 (ENERMAX" OR COMPATIBLE)
1.4.4 | Non Stock | ENERMAX INTELLIGENT DEVICE MANAGER (IDM) (ENERMAX" OR COMPATIBLE)
1.5. |  | OTHER METERS
1.5.1 | Non Stock | BLANK COVER FOR COMMON BASE
1.5.2 | 02M101 | BASE FOR S/PHASE PREPAID COMPATIBLE METER
1.5.3 | 02M100 | SINGLE PHASE PREPAYMENT METERS STS COMPATIBLE, COMMON BASE
1.5.4 | 02M005 | THREE PHASE PREPAYMENT METERS STS COMPATIBLE, SPLIT (WIRED) - 100 AMP
2 | METER SEALS &TEST BLOCKS SEE TIEM #2 IN SPECIFICATIONS
2.1. | Non Stock | METER SEALS: SP1-YEL QUICK SEAL, YELLOW, RED & BLUE | 100
2.2. | 02M300 | METERING TEST BLOCK, FRONT CONNECTED 13WAY HTB001 | 10
2.3. | Non Stock | METERING TEST BLOCK, REAR CONNECTED | 2
Item #
stock
code | Est. Qty.
Contract
period | Lead
Time
(Weeks)
Model / Type
Including VAT
|  |  | Yes | No | Kleinmond | Hermanus | Gansbaai
3 | LIGHT FITTINGS AND ACCESSORIES;
3.1. | ACRYLIC ART LIGHTING SEE ITEM #3.1 IN SPECIFICATIONS
3.1.1 | Non Stock | ACRYLIC ART LIGHTING CONE ART AA-BFH45-04
LIGHT FITTING (OR COMPATIBLE
3.2. | STREET LIGHTING LUMINAIRES TO SABS 1277 AND 1088 NB: BEKA COMPATIBLE REF #4 IN SPECIFICATIONS
3.2.1 | Non Stock | 70W HPS BEKALANE BOTTOM ENTRY BUBBLE GLASS (BEKA OR COMPATIBLE) | 2
3.2.2 | Non Stock | 125W MV BEKALANE BOTTOM ENTRY BUBBLE GLASS (BEKA OR COMPATIBLE | 2
3.2.3 | Non Stock | 70W HPS BEKALANE SIDE ENTRY BUBBLE GLASS (BEKA OR COMPATIBLE) | 2
3.2.4 | Non Stock | 125W MV BEKALANE SIDE ENTRY BUBBLE GLASS (BEKA OR COMPATIBLE) | 2
3.2.5 | Non Stock | 70W HPS BEKALANE FLAT GLASS BOTTOM ENTRY (BEKA OR COMPATIBLE) | 2
3.2.6 | Non Stock | 70W HPS BEKALANE FLAT GLASS SIDE ENTRY (BEKA OR COMPATIBLE) | 2
3.2.7 | Non Stock | 150W HPS BEKALANE BOTTOM ENTRY BUBBLE GLASS (BEKA OR COMPATIBLE) | 2
3.2.8 | Non Stock | 150W HPS BEKALANE SIDE ENTRY BUBBLE GLASS (BEKA OR COMPATIBLE) | 2
3.2.9 | Non Stock | 6 SIDED BOTTOM ENTRY POST TOP(BEKA OR COMPATIBLE) BEKA RAY 70W HPS-I | 2
3.2.10 | Non Stock | 6 SIDED BOTTOM ENTRY POST TOP(BEKA OR COMPATIBLE) BEKA RAY 125W MV | 2
3.2.11 | Non Stock | 70W HPS BEKALUX SIDE ENTRY | 2
3.2.12 | Non Stock | 70W HPS BEKALUX BOTTOM ENTRY | 2
3.2.13 | Non Stock | 125W MV BEKALUX SIDE ENTRY | 2
3.2.14 | Non Stock | 125W MV BEKALUX BOTTOM ENTRY | 2
3.3. | LIGHT FITTINGS AND ACCESSORIES
3.3.1 | Non Stock | 4FT FLUORESCENT SINGLE OPEN FITTING | 2
3.3.2 | Non Stock | 4FT FLUORESCENT DOUBLE OPEN FITTING | 2
3.3.3 | Non Stock | 5FT FLUORESCENT SINGLE OPEN FITTING | 2
3.3.4 | Non Stock | 5FT FLUORESCENT DOUBLE OPEN FITTING | 2
3.3.5 | Non Stock | 4FT DECORATIVE FLUORESCENT DOUBLE FITTING | 2
3.3.6 | Non Stock | 5FT DECORATIVE FLUORESCENT DOUBLE FITTING | 2
3.3.7 | 02C001 | CHOKE: 70 WATT HPS (SMALL:110LX68WX 55H) AFCAP OR SIMILAR APPROVED | 594
3.3.8 | 02C006 | CHOKE: 80 WATT MERCURY VAPOUR | 30
3.3.9 | 02C003 | CHOKE: 125 WATT MERCURY VAPOUR | 246
3.3.10 | 02C005 | CHOKE: 250 WATT MERCURY VAPOUR | 132
3.3.11 | 02S009 | DAYLIGHT SWITCH: 16A NATIONAL (NS216) (OR COMPATIBLE) | 1156
3.3.12 | 02S010 | DAYLIGHT SWITCH: 18A SPECTRUM (MS18) (OR COMPATIBLE) | 171
3.4. | ROPE LIGHTS AND ACCESSORIES SEE ITEM #3.2 IN SPECIFICATIONS
3.4.1 | ROPE LIGHT:
STANDARD COLOURS
3.4.1.1. | Non Stock | 2 WIRE ROPE LIGHT CLEAR | 1
3.4.1.2. | Non Stock | 2 WIRE ROPE LIGHT RED | 1
3.4.1.3. | Non Stock | 2 WIRE ROPE LIGHT YELLOW | 1
3.4.1.4. | Non Stock | 2 WIRE ROPE LIGHT BLUE | 1
3.4.1.5. | Non Stock | 2 WIRE ROPE LIGHT GREEN | 1
3.4.1.6. | Non Stock | 2 WIRE ROPE LIGHT AQUA BLUE | 1
3.4.1.7. | Non Stock | 2 WIRE ROPE LIGHT HELLFIRE | 1
3.4.1.8. | Non Stock | 2 WIRE ROPE LIGHT DARK GREY | 1
3.4.1.9. | Non Stock | 2 WIRE ROPE LIGHT SAKURA PINK | 1
3.4.1.10. | Non Stock | 2 WIRE ROPE LIGHT ORANGE | 1
3.4.1.11. | Non Stock | 2 WIRE ROPE LIGHT PURPLE | 1
3.4.1.12. | Non Stock | 2 WIRE ROPE LIGHT FLUORESCENT GREEN | 1
3.4.1.13. | Non Stock | 2 WIRE ROPE LIGHT FLUORESCENT ORANGE | 1
3.4.1.14. | Non Stock | 2 WIRE ROPE LIGHT FLUORESCENT PINK | 1
3.4.1.15. | Non Stock | 3 WIRE ROPE LIGHT CLEAR | 1
3.4.1.16. | Non Stock | 3 WIRE ROPE LIGHT RED | 1
3.4.1.17. | Non Stock | 3 WIRE ROPE LIGHT YELLOW | 1
3.4.1.18. | Non Stock | 3 WIRE ROPE LIGHT BLUE | 1
3.4.1.19. | Non Stock | 3 WIRE ROPE LIGHT GREEN | 1
3.4.1.20. | Non Stock | 3 WIRE ROPE LIGHT AQUA BLUE | 1
3.4.1.21. | Non Stock | 3 WIRE ROPE LIGHT HELLFIRE | 1
3.4.1.22. | Non Stock | 3 WIRE ROPE LIGHT DARK GREY | 1
3.4.1.23. | Non Stock | 3 WIRE ROPE LIGHT SAKURA PINK | 1
3.4.1.24. | Non Stock | 3 WIRE ROPE LIGHT ORANGE | 1
3.4.1.25. | Non Stock | 3 WIRE ROPE LIGHT PURPLE | 1
3.4.1.26. | Non Stock | 3 WIRE ROPE LIGHT FLUORESCENT GREEN | 1
3.4.1.27. | Non Stock | 3 WIRE ROPE LIGHT FLUORESCENT ORANGE | 1
3.4.1.28. | Non Stock | 3 WIRE ROPE LIGHT FLUORESCENT PINK | 1
3.4.2 | ROPE LIGHT
PEARL COLOURS
3.4.2.1. | Non Stock | 2 WIRE ROPE LIGHT WHITE (PEARL) | 1
3.4.2.2. | Non Stock | 2 WIRE ROPE LIGHT RED | 1
3.4.2.3. | Non Stock | 2 WIRE ROPE LIGHT YELLOW | 1
3.4.2.4. | Non Stock | 2 WIRE ROPE LIGHT BLUE | 1
3.4.2.5. | Non Stock | 2 WIRE ROPE LIGHT GREEN (SEA) | 1
3.4.2.6. | Non Stock | 2 WIRE ROPE LIGHT ORANGE | 1
3.4.2.7. | Non Stock | 2 WIRE ROPE LIGHT, PINK | 1
3.4.2.8. | Non Stock | 3 WIRE ROPE LIGHT WHITE (PEARL) | 1
3.4.2.9. | Non Stock | 3 WIRE ROPE LIGHT RED | 1
3.4.2.10. | Non Stock | 3 WIRE ROPE LIGHT YELLOW | 1
3.4.2.11. | Non Stock | 3 WIRE ROPE LIGHT BLUE | 1
3.4.2.12. | Non Stock | 3 WIRE ROPE LIGHT GREEN (SEA) | 1
3.4.2.13. | Non Stock | 3 WIRE ROPE LIGHT ORANGE | 1
3.4.2.14. | Non Stock | 3 WIRE ROPE LIGHT, PINK | 1
3.4.3 | ROPE LIGHT
MULTI COLOUR
3.4.3.1. | Non Stock | 2 WIRE ROPE LIGHT RED | 1
3.4.3.2. | Non Stock | 2 WIRE ROPE LIGHT, GREEN | 1
3.4.3.3. | Non Stock | 2 WIRE ROPE LIGHT BLUE | 1
3.4.3.4. | Non Stock | 3 WIRE ROPE LIGHT RED | 1
3.4.3.5. | Non Stock | 3 WIRE ROPE LIGHT GREEN | 1
3.4.3.6. | Non Stock | 3 WIRE ROPE LIGHT BLUE | 1
3.4.4 | ROPE LIGHT CONTROLLERS
3.4.4.1. | Non Stock | WL5C- 6 FUNCTION HEAVY DUTY CONTROLLERS LOADING LENGTH 100 M - 220/240 VOLT - 15 AMP(OR COMPATIBLE) | 1
3.4.4.2. | Non Stock | WL310 - 13M X 3 WIRE - 12 METER LOADING LENGTH MINI CONTROLLERS 2 CHANNEL CHASING MOVEMENT FAST OR SLOW MOVING SETTING 1.2 AMP(OR COMPATIBLE) | 1
3.4.4.3. | Non Stock | WL-310-CF - MINI CONTROLLER FOR CHASING FLEXILIGHT (3-WIRE), 220V. FUNCTION: CHASING, SPEED ADJUSTABLE(OR COMPATIBLE) | 1
3.4.4.4. | Non Stock | WL-3C - 8A CONTROLLER FOR CHASING FLEXILIGHT, 220V, 7-FUNCTION CHASING(OR COMPATIBLE) | 1
3.4.4.5. | Non Stock | BI-310 - MINI-CONTROLLER FOR BI-COLOR CHAMELEON, 220V, FUNCTION: GRADUAL COLOR CHANGE, SPEED ADJUSTABLE(OR COMPATIBLE) | 1
3.4.4.6. | Non Stock | WL-210 - MINI CONTROLLER FOR MINI FLEXILIGHT, 220V(OR COMPATIBLE) | 1
3.4.4.7. | Non Stock | WL-310C - MINI CONTROLLER FOR CHASING FLEXILIGHT (3-WIRE), 220V, FUNCTION: CHASING, SPEED ADJUSTABLE(OR COMPATIBLE) | 1
3.4.4.8. | Non Stock | WL-318-CF - MINI CONTROLLER FOR CHASING FLEXILIGHT, 220V, 16 FUNCTION(OR COMPATIBLE) | 1
3.5. | FLEXI LIGHT ACCESSORIES
3.5.1 | Non Stock | M1&M2 - 2M BLACK POWER CORD WITH POWER CONNECTOR FOR MINI FLEXILIGHT. W/2 PINS- ROUND PLUG (OR COMPATIBLE) | 1
3.5.2 | Non Stock | F1&F2 - 2M BLACK POWER CORD WITH POWER CONNECTOR FOR INSTANT FLEXILIGHT. W/2 PINS- ROUND PLUG(OR COMPATIBLE) | 1
3.5.3 | Non Stock | C1&C2 - 2M BLACK POWER CORD WITH POWER CONNECTOR FOR CHASING FLEXILIGHT, W/2-PINS ROUND PLUG(OR COMPATIBLE) | 1
3.5.4 | Non Stock | M2 - POWER CONNECTOR MINI FLEXILIGHT(OR COMPATIBLE) | 1
3.5.5 | Non Stock | F2 - POWER CONNECTOR FOR INSTANT FLEXILIGHT(OR COMPATIBLE) | 1
3.5.6 | Non Stock | C2 - POWER CONNECTOR FOR CHASING FLEXILIGHT(OR COMPATIBLE) | 1
3.5.7 | Non Stock | M3 - SPLICE CONNECTOR FOR MINI FLEXILIGHT(OR COMPATIBLE) | 1
3.5.8 | Non Stock | F3 - SPLICE CONNECTOR FOR INSTANT FLEXILIGHT(OR COMPATIBLE) | 1
3.5.9 | Non Stock | C3 - SPLICE CONNECTOR FOR CHASING FLEXILIGHT(OR COMPATIBLE) | 1
3.5.10 | Non Stock | M4 - END CAP FOR MINI FLEXILIGHT (100PCS = 1 PKT) (OR COMPATIBLE) | 1
3.5.11 | Non Stock | F4 - END CAP FOR INSTANT FLEXILIGHT (100PCS = 1 PKT) (OR COMPATIBLE) | 1
3.5.12 | Non Stock | C4 - END CAP FOR CHASING FLEXILIGHT (100PCS = 1PKT) (OR COMPATIBLE) | 1
3.5.13 | Non Stock | M9 - EASY SPLICE CONNECTOR FOR MINI FLEXILIGHT(OR COMPATIBLE) | 1
3.5.14 | Non Stock | F9 - EASY SPLICE CONNECTOR FOR INSTANT FLEXILIGHT(OR COMPATIBLE) | 1
3.5.15 | Non Stock | C9 - EASY SPLICE CONNECTOR FOR CHASING FLEXILIGHT(OR COMPATIBLE) | 1
4 | STREETLIGHT POLES SEE ITEM #5 IN SPECIFICATIONS | Tender Price
Including VAT
PLEASE PROVIDE A UNIT PRICE
Item #
stock
code | Est. Qty.
Contract
period | Lead
Time
(Weeks)
Model / Type
|  |  | Yes | No
4.1. | Non Stock | 4.2M STEEL POLE | 2
4.2. | Non Stock | 5.7M STEEL POLE | 2
4.3. | Non Stock | 7.2M STEEL POLE | 2
4.4. | Non Stock | 10M STEEL POLE | 2
4.5. | Non Stock | 11.5M STEEL POLE | 2
4.6. | Non Stock | 14.5M STEEL POLE | 10
4.7. | Non Stock | 4.5M CONCRETE POLE | 2
4.8. | Non Stock | 7.2M CONCRETE POLE | 2
4.9. | Non Stock | 3.6M HEAVY DUTY GRP POLE COMPLETE WITH SPIGOT, BASEPLATE, GLANDPLATE AND MCB 5A/5KA ("BEKA K18.76.30" OR COMPATIBLE) | 2
4.10. | Non Stock | 4.5M HEAVY DUTY GRP POLE COMPLETE WITH SPIGOT, BASEPLATE, GLANDPLATE AND MCB 5A/5KA ("BEKA K18.76.30" OR COMPATIBLE) | 2
4.11. | 02P025 | 9M WOODEN GUM - CREOSOTE TREATED | 20
5 | GENERAL A (LED) NOTE! THIS ITEM WILL BE ARWDED AS ONE ITEM TO ONE BIDDER
Item #
stock
code | Est. Qty.
Contract
period | Lead
Time
(Weeks)
Model / Type
Including VAT
|  |  | Yes | No | Kleinmond | Hermanus | Gansbaai
5.1. | 02F022 | FLUORESCENT BALLAST: 4FT | 12
5.2. | 02F023 | FLUORESCENT BALLAST: 5FT | 1
5.3. | 02F024 | FLUORESCENT BALLAST: 6FT | 1
5.4. | 02F078 | FLUORESCENT LAMP HOLDER
5.5. | K02S009 | HOUSE WIRE: 1.5MM BLACK PVC (PLEASE PROVIDE A PRICE PER METER) | 52
5.6. | 02F080 | LAMPS LED 4FT | 1
5.7. | 02F090 | LAMPS LED 5FT | 10
5.8. | G0102D02 | PLUGTOPS: 16A WHITE PVC | 100
5.9. | G0102D02 | SWITCH 1L 2X4 COMPLETE WITH COVER | 6
5.10. | NON STOCK | 1MM TWIN AND EARTH (100M ROLL) | 100
5.11. | NON STOCK | 2.5 X 2C WHITE SURFIX (100M ROLL) | 100
5.12. | NON STOCK | CABLE CLIPS 8.5 FLAT | 1000
5.13. | NON STOCK | CABLE CLIPS 9MM ROUND | 1000
5.14. | NON STOCK | CONNECTOR BLOCKS 10 AMP | 50
5.15. | NON STOCK | CONNECTOR BLOCKS 15 AMP | 100
5.16. | NON STOCK | CONNECTOR BLOCKS 5 AMP | 100
5.17. | NON STOCK | FLUORESCENT STARTERS (FSU) | 100
5.18. | NON STOCK | HOUSE WIRE: 1.5MM BLUE PVC (PLEASE PROVIDE A PRICE PER METER) | 100
5.19. | NON STOCK | HOUSE WIRE: 1.5MM GREEN/YELLOW PVC (PLEASE PROVIDE A PRICE PER METER) | 100
5.20. | NON STOCK | HOUSE WIRE: 1.5MM RED PVC (PLEASE PROVIDE A PRICE PER METER) | 100
5.21. | NON STOCK | HOUSE WIRE: 1.5MM WHITE PVC (PLEASE PROVIDE A PRICE PER METER) | 100
5.22. | NON STOCK | HOUSE WIRE: 2.5MM BLACK PVC (PLEASE PROVIDE A PRICE PER METER) | 100
5.23. | NON STOCK | HOUSE WIRE: 2.5MM BLUE PVC (PLEASE PROVIDE A PRICE PER METER) | 100
5.24. | NON STOCK | HOUSE WIRE: 2.5MM GREEN/YELLOW PVC (PLEASE PROVIDE A PRICE PER METER) | 100
5.25. | NON STOCK | HOUSE WIRE: 2.5MM RED PVC (PLEASE PROVIDE A PRICE PER METER) | 100
5.26. | NON STOCK | HOUSE WIRE: 2.5MM WHITE PVC (PLEASE PROVIDE A PRICE PER METER) | 100
5.27. | NON STOCK | LAMP 85W E40 SPIRAL E/SAVER | 100
5.28. | NON STOCK | LAMPS FLUORESCENT TUBES: 4FT (36W) | 10
5.29. | NON STOCK | PVC WONDER BOX 2 X 4 | 420
5.30. | NON STOCK | PVC WONDER BOX 4 X 4 | 10
5.31. | NON STOCK | SWITCH 1L 2X4 COMPLETE WITH COVER | 300
5.32. | NON STOCK | SWITCH 2L 2X4 COMPLETE WITH COVER | 10
5.33. | NON STOCK | SWITCH 3L 2X4 COMPLETE WITH COVER | 10
5.34. | NON STOCK | SWITCH 4L 2X4 COMPLETE WITH COVER | 100
5.35. | NON STOCK | SWITCH DOUBLE SWITCH SOCKET OUTLET, 4 X 4 WITH COVER | 100
5.36. | NON STOCK | SWITCH SINGLE SWITCH SOCKET WITH 3 X 5A EURO SOCKETS | 12
6 | CABLES SEE ITEM #7 IN SPECIFICATIONS | Tender Price
Including VAT
Item #
stock
code | Estimated quantity over
Contract
Period | Lead
Time
(Weeks)
Model / Type | Kleinmond | Hermanus | Gansbaai
|  |  | Yes | No
6.1. | PVC INSULATED COPPER CONDUCTOR ; PVC BEDDED SWA PVC SHEATHED; 600/1000 VOLT CABLE TO SANS 1507
6.1.1 | 02C015 | 16 MM² X 2 CORE | 4551
6.1.2 | 02C038 | 6 MM² X 2 CORE | 2900
6.1.3 | 02C037 | 6 MM2 X 3 CORE | 3500
6.1.4 | 02C015 | 16 MM2X2CORE CU PVC SWA
6.1.5 | G0103F05 | 16 MM² X 2 CORE + 2 CORE STRANDED PILOT | 1491
6.1.6 | 02C039 | 16 MM² X 4 CORE | 1464
6.1.7 | 02C035 | 25 MM² X 4 CORE | 1182
6.1.8 | 02C082 | 70 MM² X 4 CORE | 1161
6.1.9 | 02C085 | 95 MM² X 4 CORE | 276
6.1.10 | Non Stock | 1,5 MM² X 2 CORE | 12
6.1.11 | Non Stock | 2,5 MM² X 2 CORE | 12
6.1.12 | Non Stock | 4 MM² X 2 CORE | 12
6.1.13 | Non Stock | 6 MM² X 4 CORE | 12
6.1.14 | Non Stock | 10 MM² X 2 CORE | 12
6.1.15 | Non Stock | 10 MM² X 4 CORE | 12
6.1.16 | Non Stock | 16 MM² X 4 CORE + 2 CORE STRANDED PILOT | 12
6.1.17 | Non Stock | 35 MM² X 4 CORE | 12
6.1.18 | Non Stock | 50 MM² X 4 CORE | 12
6.1.19 | Non Stock | 120 MM² X 4 CORE | 12
6.1.20 | Non Stock | 150 MM² X 4 CORE | 12
6.1.21 | Non Stock | 185 MM² X 4 CORE | 12
6.2. | PVC INSULATED ALUMINIUM CONDUCTOR; PVC BEDDED SWA PVC SHEATHED; 600/1000 VOLT CABLE TO SANS 1507
6.2.1 | Non Stock | 185 MM² X 4 CORE | 12
6.2.2 | Non Stock | 150 MM² X 4 CORE | 12
6.2.3 | Non Stock | 120 MM² X 4 CORE | 12
6.2.4 | Non Stock | 95 MM² X 4 CORE | 12
6.2.5 | Non Stock | 70 MM² X 4 CORE | 12
6.2.6 | Non Stock | 50 MM² X 4 CORE | 12
6.2.7 | Non Stock | 35 MM² X 4 CORE | 12
6.2.8 | Non Stock | 25 MM² X 4 CORE | 12
6.3. | PAPER INSULATED COPPER CONDUCTOR CABLE; PVC SERVED 6,35/11KV TABLE 19 ; PILC GSTA TO SANS 97
6.3.1 | Non Stock | 185 MM² X 3 CORE | 12
6.3.2 | Non Stock | 120 MM² X 3 CORE | 12
6.3.3 | Non Stock | 95 MM² X 3 CORE | 12
6.3.4 | Non Stock | 70 MM² X 3 CORE | 12
6.3.5 | Non Stock | 35 MM² X 3 CORE | 12
6.3.6 | Non Stock | 25 MM² X 3 CORE | 12
6.3.7 | Non Stock | 300 MM² X 3 CORE | 12
6.3.8 | Non Stock | 240 MM² X 3 CORE | 12
6.3.9 | Non Stock | 185 MM² X 3 CORE | 12
6.3.10 | Non Stock | 120 MM² X 3 CORE | 12
6.3.11 | Non Stock | 95 MM² X 3 CORE | 12
6.3.12 | Non Stock | 70 MM² X 3 CORE | 12
6.4. | INSULATED AERIAL CABLE COPPER SPLIT CONCENTRIC AIRDAC
6.4.1 | 02C012 | 10 MM² COPPER SPLIT CONCENTRIC AIRDAC PLUS STRANDED PILOT CABLE | 2004
6.4.2 | G0103F04 | 16 MM² COPPER SPLIT CONCENTRIC AIRDAC PLUS STRANDED PILOT CABLE | 1365
6.5. | XLPE-INSULATED ALUMINIUM ABC- CONDUCTOR TO SABS 1418 PART 1 AND 2/1986 WITH CORE IDENTIFICATION (LV)
6.5.1 | Non Stock | 3X120 + 54,6 + 25 MM² | 12
6.5.2 | Non Stock | 3X95 + 54,6 + 25 MM² | 12
6.5.3 | Non Stock | 3X70 + 54,6 + 25 MM² | 12
6.5.4 | Non Stock | 3X35 + 54,6 + 25 MM² | 12
6.6. | XLPE- INSULATED ALUMINIUM ABC- CONDUCTOR TO SANS 1713 AND TYPE B 6.35/11KV WITH CORE IDENTIFICATION (MV)
6.6.1 | Non Stock | AL 120MM2 3C XLPE IS(0.15) PVC(UV) + HSSW 7/3.60MM PVC(UV) ABC SANS 1713 TYPE B 6.35/11KV | 12
6.6.2 | 02C200 | AL 35MM2 3C XLPE IS(0.15) PVC(UV) + HSSW 7/3.00MM PVC(UV) ABC SANS 1713 TYPE B 6.35/11KV | 12
6.6.3 | Non Stock | AL 70MM2 3C XLPE IS(0.15) PVC(UV) + HSSW 7/3.00MM PVC(UV) ABC SANS 1713 TYPE B 6.35/11KV | 12
6.6.4 | Non Stock | AL 95MM2 3C XLPE IS(0.15) PVC(UV) + HSSW 7/3.00MM PVC(UV) ABC SANS 1713 TYPE B 6.35/11KV | 12
6.7. | OVERHEAD CONDUCTOR
6.7.1 | Non Stock | OAK (359A) 100MM ALUMINIUM OVERHEAD CONDUCTOR (ABERDARE OR SIMILAR) | 10
7 | CABLE - GENERAL
Item #
stock
code | Estimated quantity over the
Contract
Period | Lead
Time
(Weeks)
Model / Type | Kleinmond | Hermanus | Gansbaai
|  |  | Yes | No
7.1. | 02B028 | HEAT SHRINK BOOT: 16MM SINGLE PHASE | 9
7.2. | 02B029 | HEAT SHRINK BOOT: 16MM 3 CORE | 27
7.3. | 02B032 | HEAT SHRINK BOOT: 35- 95MM 3 CORE | 45
7.4. | 02B033 | HEAT SHRINK BOOT: 70-120MM 3 PHASE | 3
7.5. | 02B035 | END CAPS: 55-25MM | 63
7.6. | 02B036 | END CAPS: 75-32MM | 36
7.7. | 02C002 | END CAPS: 16MM(LXAC116) | 85
7.8. | 02C037 | END CAPS:100-45MM | 2
7.9. | 02C110 | INSULATION PIERCING CONNECTORS: 6-35MM (TTD151F) | 165
7.10. | 02C111 | INSULATION PIERCING CONNECTORS:25-95MM (TTD201F) | 231
7.11. | G0101B05 | END CONNECTORS & SLEEVES: NO.2 | 1326
7.12. | Non Stock | END CONNECTORS & SLEEVES: NO 3 | 400
7 | LAMPS | Tender Price
Including VAT
PLEASE PROVIDE A UNIT PRICE AND NOT A PRICE PER PACKET OR BOX
Item #
stock
code | Est. Qty.
Contract
period | Lead
Time
(Weeks)
Model / Type | Kleinmond | Hermanus | Gansbaai
|  |  | Yes | No
7.1. | DISCHARGE LAMPS
7.1.1 | MERCURY VAPOUR LAMPS
7.1.1.1. | 02G010 | 80W MERCURY (HPL-N) E27 | 393
7.1.1.2. | 02G004 | 125 WATT, 250 VOLT, ES | 2292
7.1.1.3. | 02G006 | 250 WATT, 250 VOLT, GES | 78
7.1.1.4. | Non Stock | 400 WATT, 250 VOLT, GES | 1
7.1.2 | HIGH PRESSURE SODIUM
7.1.2.1. | 02G017 | 70 WATT, NAV-E 70 W/E E27 | 2256
7.1.2.2. | G0101D08 | GLOBES: 70W NAVT SUPER TUBULAR | 255
7.1.2.3. | 02G005 | 250 WATT, COATED ELLIPTIC, GES | 369
7.1.2.4. | 02G001 | 400 WATT, COATED ELLIPTIC, GES | 12
7.1.2.5. | Non Stock | 250 WATT, CLEAR TUBULAR, GES | 1
7.1.2.6. | Non Stock | 400 WATT, CLEAR TUBULAR, GES | 1
7.1.2.7. | Non Stock | 70 WATT, CLEAR TUBULAR, GES | 1
7.1.2.8. | Non Stock | 150 WATT COATED ELLIPTIC, GES | 1
7.1.3 | METAL HALIDE
7.1.3.1. | Non Stock | 400 WATT, TUBULAR WITHOUT INTERNAL IGNITER | 1
7.1.3.2. | Non Stock | 400 WATT, TUBULAR WITH INTERNAL IGNITER | 1
7.1.3.3. | Non Stock | 2000 WATT, TUBULAR WITHOUT INTERNAL IGNITER | 1
7.1.3.4. | Non Stock | 2000 WATT, TUBULAR WITH INTERNAL IGNITER | 1
7.2. | LAMPS - GENERAL
7.2.1 | G0102F22 | GLOBES: 16W 2D 2PIN | 12
7.2.2 | 02G012 | GLOBES: 70W E/S ROBOT | 195
7.2.3 | K02G002B | GLOBES: 11W ENERGY SAVER BC | 534
7.2.4 | K02G002A | GLOBES: 11W ENERGY SAVER ES | 249
7.2.5 | G0101D02 | GLOBES: 60W ES | 114
7.2.6 | G0101B06 | GLOBES: 100W B/C | 135
7.2.7 | 02H001 | HALOGEN LAMP: 12V 55W H3 (OSRAM) | 150
9 | MINIATURE SUB-STATION - NB: COPPER WINDING ONLY SEE ITEM #8 IN SPECIFICATIONS (Coastal Spec) | Tender Price
Including VAT
PLEASE PROVIDE A UNIT PRICE
Item #
stock
code | Est. Qty.
Contract
period | Lead
Time
(Weeks)
Model / Type | Hermanus | Gansbaai
|  |  | Yes | No
9.1. | 02M201 | 315A 11500/420V. MINIATURE SUBSTATION AS PER SPECIFICATION INCLUDING LV CIRCUIT BREAKERS | 6
9.2. | 02M203 | 500 KVA 11500/420V. MINIATURE SUBSTATION AS PER SPECIFICATION INCLUDING LV CIRCUIT BREAKERS | 6
9.3. | 02M204 | 630 KVA 11500/420V. MINIATURE SUBSTATION AS PER SPECIFICATION INCLUDING LV CIRCUIT BREAKERS | 6
9.4. | 02M205 | 800 KVA 11500/420V. MINIATURE SUBSTATION AS PER SPECIFICATION INCLUDING LV CIRCUIT BREAKERS | 6
9.5. | Non Stock | 200 KVA 11500/420V. MINIATURE SUBSTATION AS PER SPECIFICATION INCLUDING LV CIRCUIT BREAKERS | 1
9.6. | Non Stock | 400 KVA 11500/420V. MINIATURE SUBSTATION AS PER SPECIFICATION INCLUDING LV CIRCUIT BREAKERS | 1
9.7. | Non Stock | 1000 KVA 11500/420V. MINIATURE SUBSTATION AS PER SPECIFICATION INCLUDING LV CIRCUIT BREAKER. | 1
9 | PAINT FOR MINIATURE SUBSTATIONS SEE ITEM #8.1 IN SPECIFICATIONS | Tender Price
Including VAT
PLEASE PROVIDE A UNIT PRICE AND NOT A PRICE PER PACKET OR BOX
Item #
stock
code | Est. Qty.
Contract
period | Lead
Time
(Weeks)
Model / Type | Kleinmond
|  |  | Yes | No
9.1. | Non Stock | SYNLAC INDUSTRIAL ENAMEL SL5000 SERIES AVOCADO GREEN (OR COMPATIBLE) | 6
11 | POLE MOUNTED TRANSFORMERS - NB: COPPER WINDING SEE ITEM #9 IN SPECIFICATIONS | Tender Price
Including VAT
PLEASE PROVIDE A UNIT PRICE AND NOT A PRICE PER PACKET OR BOX
Item #
stock
code | Est. Qty.
Contract
period | Lead
Time
(Weeks)
Model / Type | Hermanus | Gansbaai
|  |  | Yes | No
11.1. | 02T300 | 25 KVA 11500/420V POLE MOUNTED TRANSFORMER | 3
11.2. | 02T301 | 50 KVA 11500/420V POLE MOUNTED TRANSFORMER | 3
11.3. | 02T031 | 200 KVA 11500/420V TRANSFORMER WITH ENCLOSED LV COMPARTMENT - POLE MOUNTED (SPECIFICATIONS, PAR. 6) | 6
11.4. | Non Stock | 100 KVA 11500/420V POLE MOUNTED TRANSFORMER | 1
11.5. | Non Stock | 200 KVA 11500/420V POLE MOUNTED TRANSFORMER | 1
11 | KIOSKS AND ENCLOSURES SEE ITEM #10 IN SPECIFICATIONS | Tender Price
Including VAT
Item #
stock
code | Est. Qty.
Contract
period | Lead
Time
(Weeks)
Model / Type | Hermanus | Gansbaai
|  |  | Yes | No
11.1. | POLYETHYLENE KIOSK
11.1.1 | 02K002 | 6 WAY DOUBLE DOOR KIOSK WITH BUSBARS. MUST HAVE INTEGRATED HINGES. ("POLYBOX" OR COMPATIBLE) | 48
11.1.2 | 02K003 | 9 WAY DOUBLE DOOR KIOSK WITH BUSBARS. MUST HAVE INTEGRATED HINGES. ("POLYBOX" OR COMPATIBLE) | 48
11.1.3 | 02K001 | 12 WAY DOUBLE DOOR KIOSK WITH BUSBARS. MUST HAVE INTEGRATED HINGES. ("POLYBOX" OR COMPATIBLE) | 24
11.1.4 | Non Stock | 2 WAY DOUBLE DOOR KIOSK WITH BUSBARS. MUST HAVE INTEGRATED HINGES. ("POLYBOX" OR COMPATIBLE) | 1
11.1.5 | Non Stock | 4 WAY DOUBLE DOOR KIOSK WITH BUSBARS. MUST HAVE INTEGRATED HINGES ("POLYBOX" OR COMPATIBLE) | 1
m
11.2. | POLYETHYLENE KIOSK (PEARLY BEACH) SEE ITEM #10.7 IN SPECIFICATIONS
11.2.1 | Non Stock | 2 WAY DOUBLE DOOR KIOSK WITH BUSBARS. MUST HAVE INTEGRATED HINGES. ("POLYBOX" OR COMPATIBLE) | 1
11.2.2 | Non Stock | 4 WAY DOUBLE DOOR KIOSK WITH BUSBARS. MUST HAVE INTEGRATED HINGES ("POLYBOX" OR COMPATIBLE) | 1
11.2.3 | Non Stock | 6 WAY DOUBLE DOOR KIOSK WITH BUSBARS. MUST HAVE INTEGRATED HINGES. ("POLYBOX" OR COMPATIBLE)) | 1
11.2.4 | Non Stock | 9 WAY DOUBLE DOOR KIOSK WITH BUSBARS. MUST HAVE INTEGRATED HINGES. ("POLYBOX" OR COMPATIBLE) | 1
11.2.5 | Non Stock | 12 WAY DOUBLE DOOR KIOSK WITH BUSBARS. MUST HAVE INTEGRATED HINGES. ("POLYBOX" OR COMPATIBLE) | 1
11.2.6 | Non Stock | KEY: ANTI VANDAL STAINLESS LEFT-HAND THREAD | 1
11.3. | POLE MOUNTED DISTRIBUTION/METERING ENCLOSURES POLYETHYLENE SEE ITEM #10.7 IN SPECIFICATIONS
11.3.1 | 02K100 | AP1 POLYETHYLENE, POLE MOUNT ENCLOSED / STAINLESS STEEL POLE MOUNT BRACKETS / MOUNTING BOARD / NEUTRAL BAR. | 12
11.3.2 | Non Stock | SMB2 POLYETHYLENE, STAINLESS STEEL POLE MOUNT BRACKETS, ONE ROW DIN RAIL | 60
14 | SECTOS POLE MOUNTED SF6 LOAD BREAK SWITCH
3-WAY LOAD BREAK SWITCH SEE ITEM #29 IN SPECIFICATIONS
Including VAT
Item # | Description | Est. Qty.
Contract
period | Lead
Time
(Weeks)
Model / Type | Hermanus | Gansbaai
|  |  | Yes | No
14.1. | Non Stock | SECTOS POLE MOUNTED SF6 LOAD BREAK SWITCH
3-WAY LOAD BREAK SWITCH
15 | 12 KV INDOOR AND OUTDOOR METAL-ENCLOSED RING MAIN UNITS, METERING RING MAIN UNITS AND COMPACT SWITCHGEAR SEE ITEM #11 - 16 IN SPECIFICATIONS | Tender Price
Including VAT
Item #
stock
code | Est. Qty.
Contract
period | Lead
Time
(Weeks)
Model / Type | Hermanus | Gansbaai
|  |  | Yes | No
15.1. | Non Stock | SF6 RMU CIRCUIT BREAKERS FOR COASTAL AREAS ("ABB" OR COMPATIBLE)
15.2. | Non Stock | SF6 RMU CIRCUIT BREAKERS WITH METERING UNIT FOR COASTAL AREAS "ABB" OR COMPATIBLE)
14 | CABLE TERMINATIONS AND JOINTS SEE ITEM #30 IN SPECIFICATIONS | Tender Price
Including VAT
PLEASE PROVIDE A UNIT PRICE
Item #
stock
code | Est. Qty.
Contract
period | Lead
Time
(Weeks)
Model / Type | Kleinmond | Hermanus | Gansbaai
|  |  | Yes | No
14.1.1 | 02T100 | 16MM² - 35MM² HEAT SHRINK INDOOR 650MM² TERMINATION WITH EARTH KID AS PER SANS 1332/2013 | 12
14.1.2 | 02T101 | 50MM² - 95MM² HEAT SHRINK INDOOR 650MM² TERMINATION WITH EARTH KID AS PER SANS 1332/2013 | 25
14.1.3 | 02T102 | 120MM² - 185MM² HEAT SHRINK INDOOR 650MM² TERMINATION WITH EARTH KID AS PER SANS 1332/2013 | 20
14.1.4 | 02T200 | 16MM² - 35MM² HEAT SHRINK OUTDOOR 1200MM² TERMINATION WITH EARTH KID AS PER SANS 1332/2013 | 20
14.1.5 | 02T201 | 50MM² - 95MM² HEAT SHRINK OUTDOOR 1200MM² TERMINATION WITH EARTH KID AS PER SANS 1332/2013 | 20
14.1.6 | 02T202 | 120MM² - 185MM² HEAT SHRINK OUTDOOR 1200MM² TERMINATION WITH EARTH KID AS PER SANS 1332/2013 | 20
14.1.7 | 02J100 | 16MM² - 35MM² HEAT SHRINK JOINT OUTDOOR 1200MM² JOINT AS PER SANS 1332/2013 | 45
14.1.8 | 02J101 | 50MM² - 95MM² HEAT SHRINK JOINT OUTDOOR 1200MM² JOINT AS PER SANS 1332/2013 | 45
14.1.9 | 02J102 | 120MM² - 185MM² HEAT SHRINK JOINT OUTDOOR 1200MM² JOINT AS PER SANS 1332/2013 | 25
14.1.10 | Non Stock | 35MM² - 70MM² HEAT SHRINK OUTDOOR 650MM² TERMINATION WITH EARTH KID AS PER SANS 1332/2013 | 2
14.1.11 | Non Stock | 95MM² - 120MM² HEAT SHRINK OUTDOOR 650MM² TERMINATION WITH EARTH KID AS PER SANS 1332/2013 | 2
14.1.12 | 02C013 | CABLE COMPOUND (12.7KG) | 12
14.2. | SINGLE CORE BUNDLE CONDUCTOR 11KV - JOINTS AND TERMINATIONS
14.2.1 | Non Stock | INLINE JOINT: 16 - 35MM (SJXU 21A10) (BUNDLE CONDUCTOR) PEX | 1
14.2.2 | Non Stock | INLINE JOINT: 50 - 70MM (SJXU 22A10) (BUNDLE CONDUCTOR) PEX | 1
14.2.3 | Non Stock | INLINE JOINT: 95 - 150MM (SJXU 22R10) (BUNDLE CONDUCTOR) PEX | 1
14.2.4 | Non Stock | SINGLE CORE TERMINATION: OUTDOOR 16 - 25MM; STXB 21R12 PEX | 1
14.2.5 | Non Stock | SINGLE CORE TERMINATION: OUTDOOR 35 - 70MM; STXB 22R12 PEX | 1
14.2.6 | Non Stock | SINGLE CORE TERMINATION: OUTDOOR 95 - 150MM; STXB 23R12 | 1
14.3. | LOW VOLTAGE HEAT SHRINK JOINTS
14.3.1 | 02S001 | HEAT SHRINK LOW VOLTAGE JOINT SJLA 4MM - 16MM | 1
14.3.2 | 02S002A | HEAT SHRINK LOW VOLTAGE JOINT SJLA 25MM - 50MM | 1
14.3.3 | 02S003 | HEAT SHRINK LOW VOLTAGE JOINT SJLA 70MM - 120MM | 1
14.3.4 | 02S004 | HEAT SHRINK LOW VOLTAGE JOINT SJLA 120MM - 240MM | 1
14.4. | HEAT SHRINK JOINTS MV
14.4.1 | Non Stock | HEAT SHRINK JOINT 3 CORE PILC (SJPA 21 A31) | 1
14.4.2 | Non Stock | HEAT SHRINK JOINT 3 CORE PILC (SJPA 22 A31 | 1
14.4.3 | Non Stock | HEAT SHRINK JOINT 3 CORE PILC (SJPA 23 A31 | 1
14.5. | LOW VOLTAGE RESIN FILL CABLE JOINTS
14.5.1 | Non Stock | JOINT KIT:P1 (91-A1) | 80
14.5.2 | Non Stock | JOINT KIT:P2 (91-A2) | 100
14.5.3 | Non Stock | JOINT KIT:P3 (91-A4) | 20
14.5.4 | Non Stock | JOINT KIT:P4 (91-A5) | 45
14.5.5 | Non Stock | JOINT KIT:P0 (91-A0)
14.5.6 | Non Stock | JOINT KIT:P2.5 (91-A3)
14.5.7 | Non Stock | JOINT KIT:P3.5 (91-A4,5)
14.6. | CAST IRON JOINTS
14.6.1 | 02J001 | JOINT: 1001 CAST IRON COMPLETE | 3
14.6.2 | 02J002 | JOINT: 1002 CAST IRON COMPLETE | 3
14.6.3 | 02J003 | JOINT: 1003 CAST IRON COMPLETE | 6
14.7. | HEAT SHRINK JOINT & TERMINATION ACCESSORIES
14.7.1 | Non Stock | 500g Threaded Gas Cartridge (CADAC Or similar Approved) | 2
14.7.2 | Non Stock | Blow lamp to match 500g Gas canister | 2
15 | CIRCUIT BREAKERS SEE ITEM #18 IN SPECIFICATIONS | Tender Price
Including VAT
PLEASE PROVIDE A UNIT PRICE
Item #
stock
code | Est. Qty.
Contract
period | Lead
Time
(Weeks)
Model / Type | Kleinmond
|  |  | Yes | No
15.1. | Non Stock | CIRCUIT BREAKERS 100 AMP - J25S HYDRAULIC MAGNETIC ("CBI" OR COMPATIBLE) FRAME SIZE 105X210MM | 2
15.2. | 02C071 | CIRCUIT BREAKERS 125 AMP - J25S HYDRAULIC MAGNETIC ("CBI" OR COMPATIBLE) FRAME SIZE 105X210MM | 2
15.3. | 02C073 | CIRCUIT BREAKERS 150 AMP - J25S HYDRAULIC MAGNETIC ("CBI" OR COMPATIBLE) FRAME SIZE 105X210MM | 3
15.4. | 02C074 | CIRCUIT BREAKERS 200 AMP - J25S HYDRAULIC MAGNETIC ("CBI" OR COMPATIBLE) FRAME SIZE 105X210MM | 2
15.5. | 02C072 | CIRCUIT BREAKERS 250 AMP - J25S HYDRAULIC MAGNETIC ("CBI" OR COMPATIBLE) FRAME SIZE 105X210MM | 50
15.6. | Non Stock | CIRCUIT BREAKERS 175 AMP - J25S HYDRAULIC MAGNETIC ("CBI" OR COMPATIBLE) FRAME SIZE 105X210MM | 1
15.7. | Non Stock | CIRCUIT BREAKERS 225 AMP - J25S HYDRAULIC MAGNETIC ("CBI" OR COMPATIBLE) FRAME SIZE 105X210MM | 1
15.8. | Non Stock | CIRCUIT BREAKERS 300 AMP - L25B HYDRAULIC MAGNETIC ("CBI" OR COMPATIBLE) | 1
15.9. | Non Stock | CIRCUIT BREAKERS 350 AMP - L25B HYDRAULIC MAGNETIC ("CBI" OR COMPATIBLE) | 1
15.10. | Non Stock | CIRCUIT BREAKERS 400 AMP - L25B HYDRAULIC MAGNETIC ("CBI" OR COMPATIBLE) | 1
15.11. | Non Stock | CIRCUIT BREAKERS 450 AMP - L25B HYDRAULIC MAGNETIC ("CBI" OR COMPATIBLE) | 1
15.12. | Non Stock | CIRCUIT BREAKERS 500 AMP - L25B HYDRAULIC MAGNETIC ("CBI" OR COMPATIBLE) | 1
15.13. | Non Stock | CIRCUIT BREAKERS 550 AMP - L25B HYDRAULIC MAGNETIC ("CBI" OR COMPATIBLE)) | 1
15.14. | Non Stock | CIRCUIT BREAKERS 600 AMP - L25B HYDRAULIC MAGNETIC ("CBI" OR COMPATIBLE) | 1
15.15. | Non Stock | CIRCUIT BREAKER SHROUD TRIPLE | 1
15.16. | 02C051 | CIRCUIT BREAKER: 3 PHASE 20AMP ORANGE TOGGLE (3 X 26MM) | 12
15.17. | 02C052 | CIRCUIT BREAKER: 3 PHASE 30AMP ORANGE TOGGLE (3 X 26MM) | 12
15.18. | 02C53 | CIRCUIT BREAKER: 3 PHASE 40AMP ORANGE TOGGLE (3 X 26MM) | 12
15.19. | 02C054 | CIRCUIT BREAKER: 3 PHASE 50AMP ORANGE TOGGLE (3 X 26MM) | 1
15.20. | 02C055 | CIRCUIT BREAKER: 3 PHASE 60AMP ORANGE TOGGLE (3 X 26MM) | 12
15.21. | 02C056 | CIRCUIT BREAKER: 3 PHASE 70AMP ORANGE TOGGLE (3 X 26MM) | 12
15.22. | 02C057 | CIRCUIT BREAKER: 3 PHASE 80AMP ORANGE TOGGLE (3 X 26MM) | 12
15.23. | 02C058 | CIRCUIT BREAKER: 3 PHASE 90AMP ORANGE TOGGLE (3 X 26MM) | 12
15.24. | 02C059 | CIRCUIT BREAKER: 3 PHASE 100AMP ORANGE TOGGLE (3 X 26MM) | 12
15.25. | 02C045 | CIRCUIT BREAKER: S/ PHASE 30AMP ORANGE TOGGLE (1 X 26MM) | 12
15.26. | 02C047 | CIRCUIT BREAKER: S/ PHASE 40AMP ORANGE TOGGLE (1 X 26MM) | 12
15.27. | 02C048 | CIRCUIT BREAKER: S/ PHASE 50AMP ORANGE TOGGLE (1 X 26MM) | 1
15.28. | 02C049 | CIRCUIT BREAKER: S/ PHASE 63AMP ORANGE TOGGLE (1 X 26MM) | 200
15.29. | 02C050 | CIRCUIT BREAKER: S/ PHASE 70AMP ORANGE TOGGLE (1 X 26MM) | 12
15.30. | 02C026 | CIRCUIT BREAKER: S/ PHASE 80AMP ORANGE TOGGLE (1 X 26MM) | 1200
15.31. | 02C028 | CIRCUIT BREAKER: S/ PHASE 100AMP ORANGE TOGGLE (1 X 26MM) | 12
15.32. | 02C007 | CIRCUIT BREAKER: SAM QA-1(13) 5AMP | 126
15.33. | 02C041 | CIRCUIT BREAKER: SAM QA-1(13) 10AMP | 250
15.34. | 02C043 | CIRCUIT BREAKER: SAM QA-1(13) 20AMP | 48
15.35. | Non Stock | CIRCUIT BREAKER: SAM QA-1(13) 40AMP | 12
15.36. | K02S001 | EARTH LEAKAGE 63A | 8
15.37. | Non Stock | EARTH LEAKAGE 3 POLE + N 6KA 80A - SF36C
15.38. | Non Stock | SHROUDS & CLIPS: SINGLE PHASE (SF1) (1 X 26MM) 25 - 60 AMP | 1
15.39. | Non Stock | SHROUDS & CLIPS: SINGLE PHASE (SF1) (1 X 26MM) 70 - 100 AMP | 1
15.40. | Non Stock | SHROUDS & CLIPS: THREE PHASE (SF1) (3 X26MM) 25 - 60 AMP | 1
15.41. | Non Sock | SHROUDS & CLIPS: THREE PHASE (SF1) (3 X26MM) 70 - 100 AMP | 1
16 | STRIKER PIN FUSES | Tender Price
Including VAT
PLEASE PROVIDE A UNIT PRICE
Item #
stock
code | Est. Qty.
Contract
period
Time
(Weeks)
Model / Type | Kleinmond
16.1. | G0102F05 | Dropout Fuse Unit Type 36MZL 11/22kV 100amp 7.2kA Interrupting 360mm creepage 150kV BIL Fuse cut-out, complete with fuse tube assembly and mounting bracket. ("KARG" or similar) | 36
16.2. | 02F100 | STRIKER PIN FUSE 36 AMP 254MM | 3
16.3. | 02F101 | STRIKER PIN FUSE 45 AMP 254MM | 3
16.4. | 02F099 | STRIKER PIN FUSE 31.5 AMP 254MM ("BUSSMAN" OR SIMILAR) | 3
16.5. | 02F102 | Striker Pin Fuse 63 Amp 254mm ("BUSSMAN" or similar) | 3
16.6. | 02F103 | STRIKER PIN FUSE 80 AMP 254MM ("BUSSMAN" OR SIMILAR) | 3
16.7. | 02F104 | STRIKER PIN FUSE 100 AMP 254MM ("BUSSMAN" OR SIMILAR) | 3
16.8. | 02F200 | STRIKER PIN FUSE 36 AMP 360MM LONG ("BUSSMAN" OR SIMILAR) | 3
16.9. | 02F201 | STRIKER PIN FUSE 45 AMP 360MM ("BUSSMAN" OR SIMILAR) | 3
16.10. | 02F015 | STRIKER PIN FUSE 50 AMP 360MM ("BUSSMAN" OR SIMILAR) | 3
16.11. | 02F202 | STRIKER PIN FUSE 63 AMP 360MM ("BUSSMAN" OR SIMILAR) | 3
16.12. | 02F203 | STRIKER PIN FUSE 80 AMP 360MM ("BUSSMAN" OR SIMILAR) | 3
16.13. | 02F204 | STRIKER PIN FUSE 90 AMP 360MM ("BUSSMAN" OR SIMILAR) | 3
16.14. | 02F205 | STRIKER PIN FUSE 100 AMP 360MM ("BUSSMAN" OR SIMILAR) | 3
16.15. | Non Stock | STRIKER PIN FUSE 10 AMP 254MM ("BUSSMAN" OR SIMILAR) | 1
16.16. | Non Stock | STRIKER PIN FUSE 20 AMP 254MM ("BUSSMAN" OR SIMILAR) | 1
16.17. | Non Stock | STRIKER PIN FUSE 90 AMP 254MM ("BUSSMAN" OR SIMILAR) | 1
16.18. | Non Stock | STRIKER PIN FUSE 50 AMP - 50KA 80N MEDIUM UN 17.5KV TDMEJ 50 AMP-34/7 - SIZE 550MM X 50MM X 45MM ("BUSSMAN" OR SIMILAR) | 1
16.19. | Non Stock | FUSE: 20 AMP 11 KV H.T | 1
16.20. | Non Stock | FUSE: 100 AMP 12KV (120HFMA100) | 1
16.21. | Non Stock | FUSELINK: 1 AMP 12KV HRC | 1
16.22. | G0103F09 | FUSELINK: 2 AMP K-SPEED | 30
16.23. | G0103F10 | FUSELINK: 5 AMP STANDARD | 30
16.24. | 02F069 | FUSELINK: 6 AMP TYPE-K STANDARD | 30
16.25. | 02F070 | FUSELINK: 10 AMP TYPE-K STANDARD | 30
16.26. | 02F071 | FUSELINK: 15 AMP TYPE-K STANDARD | 30
16.27. | 02F072 | FUSELINK : 20 AMP TYPE-K STANDARD | 30
16.28. | 02F073 | FUSELINK : 30 AMP TYPE-K STANDARD | 30
16.29. | 02F074 | FUSELINK : 40 AMP TYPE-K STANDARD | 30
16.30. | 02F075 | FUSELINK : 50 AMP TYPE-K STANDARD | 30
16.31. | 02F076 | FUSELINK : 65 AMP TYPE-K STANDARD | 30
16.32. | 02F077 | FUSELINK : 80 AMP TYPE-K STANDARD | 10
16.33. | 02F021 | FUSELINK :100 0AMP TYPE-K STANDARD | 10
16.34. | Non Stock | FUSES: 20 - 63 AMP 11KV | 10
16.35. | G0102B14 | FUSE: 20A KEBXO | 12
16.36. | G0102F12 | FUSE: 36A KEBXO H.S | 12
16.37. | G0102B15 | FUSE: 40A KEBXO | 12
16.38. | G0102F13 | FUSE: 45A KEBXO H.S | 12
16.39. | G0102B16 | FUSE: 63A KEBXO | 12
16.40. | G0102F14 | FUSE: 80A KEBXO H.S | 12
16.41. | G102F15 | FUSE: 90A KEBXO H.S | 12
17 | LUGS & FERRULES | Tender Price
Including VAT
PLEASE PROVIDE A UNIT PRICE
Item #
stock
code | Est. Qty.
Contract
period
Time
(Weeks)
Model / Type | Kleinmond
17.1. | 02F034 | Crimping Ferrule: 2.5mm Copper | 27
17.2. | Non Stock | Crimping Ferrule: 4mm Copper | 1
17.3. | 02F033 | Crimping Ferrule: 6mm Copper | 152
17.4. | 02F095 | Crimping Ferrule: 10mm Copper | 135
17.5. | 02F048 | Crimping Ferrule: 16mm Copper | 1412
17.6. | 02F035 | Crimping Ferrule: 25mm Copper | 90
17.7. | 02F036 | Crimping Ferrule: 35mm Copper | 83
17.8. | 02F037 | Crimping Ferrule: 50mm Copper | 63
17.9. | 02F038 | Crimping Ferrule: 70mm Copper | 114
17.10. | 02F039 | Crimping Ferrule: 95mm Copper | 56
17.11. | 02F040 | Crimping Ferrule:120mm Copper | 1
17.12. | 02F041 | Crimping Ferrule:150mm Copper | 1
17.13. | 02F042 | Crimping Ferrule:185mm Copper | 12
17.14. | 02F043 | Crimping Ferrule:240mm Copper | 1
17.15. | 02F044 | Crimping Ferrule:300mm Copper | 1
17.16. | 02L070 | Crimping Lugs: 2.5X 4mm Copper | 1
17.17. | 02L069 | Crimping Lugs: 2.5X 5mm Copper | 1
17.18. | 02L068 | Crimping Lugs: 2.5X 6mm Copper | 160
17.19. | 02L029 | Crimping Lugs: 2.5X 8mm Copper | 40
17.20. | 02L067 | Crimping Lugs: 4X 5mm Copper | 1
17.21. | 02L066 | crimping lugs: 4X 6mm Copper | 1
17.22. | 02L065 | Crimping Lugs: 6X 5mm Copper | 20
17.23. | 02L064 | Crimping Lugs: 6X 6mm Copper | 35
17.24. | 02L063 | Crimping Lugs: 6X 8mm Copper | 30
17.25. | 02L043 | Crimping Lugs: 6x10mm Copper | 40
17.26. | 02L062 | Crimping Lugs: 10X 5mm Copper | 5
17.27. | 02L044 | Crimping Lugs: 10X 6mm Copper | 5
17.28. | 02L045 | Crimping Lugs: 10X 8mm Copper | 10
17.29. | 02L046 | Crimping Lugs: 16X 6mm Copper | 488
17.30. | 02L021 | Crimping Lugs: 16X 8mm Copper | 184
17.31. | 02L017 | Crimping Lugs: 16x10mm Copper | 118
17.32. | 02L049 | Crimping Lugs: 16x12mm Copper | 5
17.33. | 02L050 | Crimping Lugs: 16x16mm Copper | 1
17.34. | 02L051 | Crimping Lugs: 25X 6mm Copper | 10
17.35. | 02L013 | Crimping Lugs: 25X 8mm Copper | 80
17.36. | 02L019 | Crimping Lugs: 25x10mm Copper | 65
17.37. | 02L054 | Crimping Lugs: 25x12mm Copper | 4
17.38. | 02L055 | Crimping Lugs: 25x16mm Copper | 3
17.39. | 02L020 | Crimping Lugs: 35X 8mm Copper | 1
17.40. | 02L021 | Crimping Lugs: 35x10mm Copper | 30
17.41. | 02L058 | Crimping Lugs: 35x12mm Copper | 33
17.42. | 02L111 | Crimping Lugs: 35x16mm Copper | 10
17.43. | 02L059 | Crimping Lugs: 50X 8mm Copper | 20
17.44. | 02L023 | Crimping Lugs: 50x10mm Copper | 42
17.45. | 02L061 | Crimping Lugs: 50x12mm Copper | 6
17.46. | 02L024 | Crimping Lugs: 50x16mm Copper | 1
17.47. | 02L025 | Crimping Lugs: 70X 8mm Copper | 49
17.48. | 02L026 | Crimping Lugs: 70x10mm Copper | 117
17.49. | 02L027 | Crimping Lugs: 70x12mm Copper | 68
17.50. | 02L028 | Crimping Lugs: 70x16mm Copper | 10
17.51. | 02L030 | Crimping Lugs: 95X 8mm Copper | 21
17.52. | 02L031 | Crimping Lugs: 95x10mm Copper | 34
17.53. | 02L032 | Crimping Lugs: 95x12mm Copper | 46
17.54. | 02L033 | Crimping Lugs: 95x20mm Copper | 3
17.55. | 02L034 | Crimping Lugs:120X 8mm Copper | 1
17.56. | 02L035 | Crimping Lugs:120x10mm Copper | 41
17.57. | 02L036 | Crimping Lugs:120x12mm Copper | 13
17.58. | 02L037 | Crimping Lugs:150x10mm Copper | 1
17.59. | 02L038 | Crimping Lugs:150x12mm Copper | 1
17.60. | 02L039 | Crimping Lugs:150x16mm Copper | 1
17.61. | 02L040 | Crimping Lugs:185x12mm Copper | 16
17.62. | 02L041 | Crimping Lugs:240x12mm Copper | 1
17.63. | 02L042 | Crimping Lugs:300x16mm Copper | 1
17.64. | 02L083 | Crimping Lugs: 25mm x 10mm Aluminium | 1
17.65. | Non Stock | Crimping Lugs: 25mm x 12mm Aluminium | 1
17.66. | 02L082 | Crimping Lugs: 35mm x 10mm Aluminium | 1
17.67. | 02L081 | Crimping Lugs: 35mm x 12mm Aluminium | 1
17.68. | 02L079 | Crimping Lugs: 50mm x 10mm Aluminium | 8
17.69. | 02L078 | Crimping Lugs: 50mm x 12mm Aluminium | 1
17.70. | 02L077 | Crimping Lugs: 70mm x 10mm Aluminium | 2
17.71. | 02L076 | Crimping Lugs: 70mm x 12mm Aluminium | 1
17.72. | 02L074 | Crimping Lugs: 95mm x 10mm Aluminium | 5
17.73. | 02L073 | Crimping Lugs: 95mm x 12mm Aluminium | 1
17.74. | 02L072 | Crimping Lugs: 120mm x 12mm Aluminium | 1
17.75. | 02L071 | Crimping Lugs: 150mm x 12mm Aluminium | 1
17.76. | Non Stock | Crimping Lugs: 120mm x 10mm Aluminium | 1
17.77. | Non Stock | Crimping Lugs: 150mm x 10mm Aluminium | 1
17.78. | Non Stock | Crimping Lugs: 185mm x 12mm Aluminium | 1
17.79. | 02L084 | Crimping Lugs: 25mmx12mm Orange Bundle Conductor | 1
17.80. | 02L085 | Crimping Lugs: 35mmx12mm Red Bundle Conductor | 1
17.81. | 02L086 | Crimping Lugs: 50mmx12mm Yellow Bundle Conductor | 1
17.82. | 02L087 | Crimping Lugs: 70mmx12mm White Bundle Conductor | 1
17.83. | 02L088 | Crimping Lugs: 95mmx12mm Grey Bundle Conductor | 1
17.84. | 02F025 | Crimping Ferrule: 25mm Aluminium | 1
17.85. | 02F026 | Crimping Ferrule: 35mm Aluminium | 1
17.86. | 02F027 | Crimping Ferrule: 50mm Aluminium | 1
17.87. | 02F028 | Crimping Ferrule: 70mm Aluminium | 2
17.88. | 02F029 | Crimping Ferrule: 95mm Aluminium | 2
17.89. | 02F030 | Crimping Ferrule: 120mm Aluminium | 1
17.90. | 02F031 | Crimping Ferrule: 150mm Aluminium | 1
17.91. | 02F047 | Crimping Ferrule: 35-35mm Copper/Alum (Bi-Metal) | 1
17.92. | 02F046 | Crimping Ferrule: 50-50mm Copper/Alum (Bi-Metal) | 1
17.93. | 02F045 | Crimping Ferrule: 70-70mm Copper/Alum (Bi-Metal) | 1
17.94. | 02F088 | Crimping Ferrule: 95mmx95mmCopper/Alum (Bi-Metal) | 1
17.95. | 02F062 | Crimping Ferrule: 16mm Blue (MJPB) | 1
17.96. | 02F052 | Crimping Ferrule: 25mm Orange Bundle Conductor | 1
17.97. | 02F058 | Crimping Ferrule: 35mm Red Bundle Conductor | 6
17.98. | 02F054 | Crimping Ferrule: 50mm Yellow Bundle Conductor | 1
17.99. | 02F055 | Crimping Ferrule: 70mm White Bundle Conductor | 1
17.100. | 02F056 | Crimping Ferrule: 95mm Grey Bundle Conductor | 1
17.101. | 02F092 | Crimping Ferrule: 54.6mm Neutral Bundle | 1
17.102. | Non Stock | Crimping Lugs: 54.6mm Neutral Bundle | 1
17.103. | Non Stock | Crimping Ferrule: 185mm Aluminium | 1
17.104. | 02F083 | Crimping Ferrule: 35mm Weak Back | 1
17.105. | 02F058 | Crimping Ferrule: 50mm Weak Back | 1
17.106. | 02F059 | Crimping Ferrule: 70mm Weak Back | 1
17.107. | 02F060 | Crimping Ferrule: 95mm Weak Back | 1
17.108. | 02F061 | Crimping Ferrule: 120mm Weak Back | 1
17.109. | Non Stock | Shear off lug BLMT 25/95-13 & 17 ("Tank" or similar) | 1
17.110. | Non Stock | Shear off lug BLMT 35/150-13 & 17 ("Tank" or similar) | 1
17.111. | Non Stock | Shear off lug BLMT 95/240-13 & 17 ("Tank" or similar) | 1
17.112. | Non Stock | Shear off lug BLMT 185/400-13 & 17 ("Tank" or similar) | 1
17.113. | Non Stock | Shear off ferrule BSM25/95 ("Tank" or similar) | 1
17.114. | Non Stock | Shear off ferrule BSM35/150 ("Tank" or similar) | 1
17.115. | Non Stock | Shear off ferrule BSM95/240 ("Tank" or similar) | 1
17.116. | Non Stock | Shear off ferrule BSM185/400 ("Tank" or similar) | 1
18 | INSULATORS | Tender Price
Including VAT
PLEASE PROVIDE A UNIT PRICE
Item #
stock
code | Est. Qty.
Contract
period
Time
(Weeks)
Model / Type | Kleinmond
18.1. | Silicone Insulators
18.1.1 | Non Stock | 6 DISC 480mm | 1
18.1.2 | Non Stock | 7 DISC 620mm; 520mm | 1
18.1.3 | Non Stock | 8 DISC 620mm; 490mm | 1
18.1.4 | Non Stock | 8 DISC 620mm; 500mm | 1
18.1.5 | Non Stock | 8 DISC 620mm; 620mm | 1
18.2. | Porcelain Insulators
18.2.1 | 02I010 | Porcelain; 22kV intermediate complete with pin, 4kN with creepage 31mm/kV | 1
18.3. | Flexible Boot
18.3.1 | Non Stock | Boots: Flexible Elastomeric Insulating Bushing Boot 17.5KV - RCAB 4120 (46-70 mm) | 1
18.3.2 | Non Stock | RCAB or RICS 3133 Flexible boot | 1
19 | GENERAL B | Tender Price
Including VAT
PLEASE PROVIDE A UNIT PRICE
Item #
stock
code | Est. Qty.
Contract
period | Lead
Time
(Weeks)
Model / Type | Kleinmond
|  |  | Yes | No
19.1 | 02A002 | Airdac Strain Clamps For 10-16mm | 45
19.2 | 02A002 | Airdac Strain Clamps For 10-16mm | 45
19.3 | Non Stock | Airdac Suspension Plate | 2
19.4 | 02B004 | Band It Buckles: 12.7mm (100'S) | 15
19.5 | Non Stock | Band It Buckles: 15.8mm (100'S) | 2
19.6 | 02B005 | Band It Strap: 12.5X0.7mmx30m | 33
19.7 | Non Stock | Band It Strap: 15.8x0.7mmx30m | 2
19.8 | 02T017 | Barrier Tape: 75mmx500mx50mic - Red / White | 30
19.9 | Non Stock | Base Plate 380x380x6mm (Hot Dipped Galv) | 250
19.1 | 02B041 | Bundle Tie Straps: 200mm - Black | 2
19.11 | K02T004 | Cable Ties:104mm X 2.5mm - Black | 1
19.12 | Non Stock | Cable Ties:104mm X 2.5mm - Various Colours | 2
19.13 | 02T004A | Cable Ties:200mm X 4,7mm - Black | 5
19.14 | Non Stock | Cable Ties:200mm X 4,7mm - Various Colours | 2
19.15 | 02T004B | Cable Ties:305mm X 4,7mm - Black | 7
19.16 | Non Stock | Cable Ties:305mm X 4,7mm - Various Colours | 2
19.17 | Non Stock | Cable Ties:387mm X 7.6mm - Black | 2
19.18 | 02C114 | Clamp: Dead End | 2
19.19 | 02C109 | Clamp: Mv Gland | 2
19.2 | 02C113 | Contactor: 230v 50/60hz Magnetic(Rab-35t10) Or Compatible | 30
19.21 | G02T002 | Danger Tape: 300mmx60 MIC - Orange | 3
19.22 | Non Stock | Double Sided GDA Tape 12mmx25m | 2
19.23 | Non Stock | Double Sided GDA Tape 18mmx25m | 2
19.24 | Non Stock | Double Sided GDA Tape 24mmx25m | 2
19.25 | 0102B11 | Earth Kit Eakt-1669 16-120mm Raychem/Tank (Or Similar Approved) | 6
19.26 | 20 | Electro Flasher Unit: Model R1F 230V ("Omron" Or Compatible) | 12
19.27 | Non Stock | Gansbaai Armoured Gland, Shrouds Included (Pratley Or Similar) | 20
19.28 | 0102B06 | Glands: No. 2 (Pvc) | 12
19.29 | 02G023 | Glands & Shrouds: No 1 Bw | 2
19.3 | 02G020 | Glands & Shrouds: No 2 Bw | 2
19.31 | 02G061 | Glands & Shrouds: No 3 Bw | 6
19.32 | Non Stock | Glands & Shrouds: No 4 Bw | 2
19.33 | Non Stock | Glands & Shrouds: No 5 Bw | 2
19.34 | Non Stock | Glands: No. 0 (Pvc) | 1
19.35 | Non Stock | Glands: No. 1 (Pvc) | 2
19.36 | Non Stock | Gloves: Leather Outer RGXSC-C - Various Sizes ("Regeltex" Or Similar) | 2
19.37 | 0103F06 | Gloves: Rubber - Various Sizes 1100 Volt | 3
19.38 | Non Stock | Guy Grips - Al Blue 1250mm | 2
19.39 | Non Stock | Guy Grips - Al Green 1100mm | 2
19.4 | G0102B12 | Guy Grips - AL Green 1900mm | 2
19.41 | Non Stock | Guy Grips - Al Yellow 920mm | 2
19.42 | K02W001 | House Wire:16mm Black PVC (PLEASE PROVIDE A PRICE PER METER) | 2
19.43 | Non Stock | House Wire:16mm Blue PVC (PLEASE PROVIDE A PRICE PER METER) | 2
19.44 | Non Stock | House Wire:16mm Green/Yellow PVC (PLEASE PROVIDE A PRICE PER METER) | 2
19.45 | K02W002 | House Wire:16mm Red PVC (PLEASE PROVIDE A PRICE PER METER) | 2
19.46 | Non Stock | House Wire:16mm White PV C(PLEASE PROVIDE A PRICE PER METER) | 2
19.47 | 02T014 | Insulation Tape: Black (+33) ("3M Scotch" Or Similar) (Specifications item #20) | 100
19.48 | 02T016 | Insulation Tape: Blue (No.35) ("3M Scotch" Or Similar) (Specifications item #19) | 100
19.49 | G0102D12 | Insulation Tape: Green (No.35) ("3M Scotch" Or Similar) (Specifications item #19) | 100
19.5 | 02T015 | Insulation Tape: Red (No.35) ("3M Scotch" Or Similar) (Specifications item #19) | 100
19.51 | 02T003 | Insulation Tape: White (No.35) ("3M Scotch" Or Similar) (Specifications item #19) | 100
19.52 | Non Stock | Insulation Tape: Yellow (No.35) ("3M Scotch" Or Similar) (Specifications item # 19) | 1000
19.53 | G0102C09 | K-Clamps: 16mm | 450
19.54 | G0102C06 | K-Clamps: 20mm | 20
19.55 | G0102C10 | K-Clamps: 32mm | 450
19.56 | G0102C07 | K-Clamps: 40mm | 450
19.57 | G0101E03 | Lightning Arrestors 11 Kv | 50
19.58 | 02L007 | Line Taps: 100mm | 300
19.59 | G0102C05 | Line Taps: 150mm (Mo 5/8) | 300
19.6 | 02L010 | Line Taps: 25mm (Mo 4) | 300
19.61 | 02L008 | Line Taps: 35mm (Mo 2) | 200
19.62 | 02L006 | Line Taps: 50mm (Mo 0) | 9
19.63 | 02L009 | Line Taps: 70mm (Mo 3/0) | 100
19.64 | 02L011 | Line Taps:16mm (Mo.6) | 100
19.65 | Non Stock | Miracle Tool Spray - Momar Or Similar (Specifications item # 23) | 300
19.66 | Non Stock | Oil Cap (Specifications item # 23) | 300
19.67 | Non Stock | Oil Spill Kit: One Man Spill Kit (Specifications item # 23) | 300
19.68 | Non Stock | Orange Barrier Netting - 1.2m X 30m | 300
19.69 | Non Stock | Orcasorb (Specifications item # 23) | 300
19.7 | Non Stock | Panel Wire: 2.5mm Black (PLEASEPROVIDE A PRICE PER METER) | 50
19.71 | Non Stock | Panel Wire: 2.5mm Blue (PLEASE PROVIDE A PRICE PER METER) | 1
19.72 | Non Stock | Panel Wire: 2.5mm Brown (PLEASE PROVIDE A PRICE PER METER) | 12
19.73 | Non Stock | Panel Wire: 2.5mm Green/Yellow (PLEASE PROVIDE A PRICE PER METER) | 2
19.74 | Non Stock | Panel Wire: 2.5mm Grey (PLEASE PROVIDE A PRICE PER METER) | 100
19.75 | Non Stock | Panel Wire: 2.5mm Orange (PLEASE PROVIDE A PRICE PER METER) | 100
19.76 | Non Stock | Panel Wire: 2.5mm Pink (PLEASE PROVIDE A PRICE PER METER) | 100
19.77 | Non Stock | Panel Wire: 2.5mm Purple (PLEASE PROVIDE A PRICE PER METER) | 100
19.78 | Non Stock | Panel Wire: 2.5mm Red (PLEASE PROVIDE A PRICE PER METER) | 100
19.79 | Non Stock | Panel Wire: 2.5mm White (PLEASE PROVIDE A PRICE PER METER) | 100
19.8 | Non Stock | Panel Wire: 2.5mm Yellow (PLEASE PROVIDE A PRICE PER METER) | 100
19.81 | 02P008 | Pigtail Bolts: M 16 X 380 | 100
19.82 | 02A003 | Pigtail Screws | 100
19.83 | 02P001 | Pipe: 110mm X 6m Plasduct | 100
19.84 | K02P001 | Pipe: 40mm X 4m Conduit Bosal Galv. | 100
19.85 | 02C007 | Pole Bracket Only: CS14 | 1
19.86 | 02P003 | Pole Mount Box + Vert. Bracket Spb1 | 50
19.87 | G0102B13 | Pole Top Make Offs Stay Wire Strand 7 X 4,00mm Green | 420
19.88 | Non Stock | Ready Boards With Light ("CBI" Or Similar) | 250
19.89 | Non Stock | Rootsorb 25 Kg (Specifications Par. B 18.3) | 6
19.9 | Non Stock | Rubber Gloves - Cotton Inners - Various Sizes | 2
19.91 | Non Stock | Rubber Tape: 25mm X 0.75mm X 9.15m ("Pratley" Or Similar) (Specifications Par. B 16.) | 60
19.92 | 02T001 | Rubber Tape: 34mm X 3.2mm X 1.6m ("Pratley" Or Similar) (Specifications item # 21 | 10
19.93 | K02S001 | Saddles: 20mm Galvanized | 100
19.94 | K02S002 | Saddles: 40mm Galvanized | 100
19.95 | 02P031 | Saddles: Pvc 20mm | 10
19.96 | G0102B11 | Solderless Earth Connection See Item #6 In Specifications | 2
19.97 | Non Stock | Stay Rod Adjustable M20x2.4m (Hot Dipped Galv) | 120
19.98 | 02B038 | Strain Clamp Bundle: Lv Insulated Neutral | 300
19.99 | 02B039 | Suspension Assembly Bundle: Insulated Neutral | 100
19.99 | 02B040 | Suspension Clamp Bundle: Lv Insulated Neutral | 2
19.1 | Non Stock | Trotec Troply Laminates (Graflux Or Similar ) White/Red P206-206 | 100
19.101 | Non Stock | Trotec Troply Laminates (Graflux Or Similar) Black/White SW019 | 2
19.102 | Non Stock | Trotec Troply Laminates (Graflux Or Similar) Blue/White M512 | 10
19.103 | Non Stock | Trotec Troply Laminates (Graflux Or Similar) Yellow/Black P744-206 | 2
19.104 | Non Stock | Tsw Asbestos Encapsulation (Specifications item # 23) | 10
19.105 | 02J006 | Wiping Metal S5 | 2
19.106 | G0103F08 | Wire:16mm Bare Copper (PLEASE PROVIDE A PRICE PER METER AND NOT PER KG.) | 250
19.107 | Non Stock | Wooden Droppers (Gum): ± 30mm X 1.2m - Natural | 2
20 | BATTERIES (Specifications Par. B 19) | Tender Price
Including VAT
PLEASE PROVIDE A UNIT PRICE AND NOT A PRICE PER PACKET OR BOX
Item #
stock
code | Est. Qty.
Contract
period | Lead
Time
(Weeks)
Model / Type
|  |  | Yes | No
20.1. | Non Stock | Type AAA: Alkaline Coppertop Penlight Batteries (per pack of 4) | 24
20.2. | 44B002 | Type AA: Alkaline Coppertop Penlight Batteries (per pack of 4) | 100
20.3. | 44B003 | Type C: Alkaline Coppertop Medium Batteries (per pack of 2 | 30
20.4. | 44B005 | Type D: Alkaline Coppertop Torch Batteries (per pack of 2) | 60
20.5. | 44B004 | Type PM3: Alkaline Coppertop 9Volt Batteries | 60
21 | CURRENT TRANSFORMERS | Tender Price
Including VAT
PLEASE PROVIDE A UNIT PRICE AND NOT A PRICE PER PACKET OR BOX
Item #
stock
code | Est. Qty.
Contract
period | Lead
Time
(Weeks)
Model / Type
|  |  | Yes | No
21.1. | Non Stock | CURRENT TRANSFORMER: 100/5 (32MM RING) CL1 | 2
21.2. | 02M011 | CURRENT TRANSFORMER: 150/5 (32MM RING) CL1 | 6
21.3. | 02M012 | CURRENT TRANSFORMER: 200/5 (32MM RING) CL1 | 2
21.4. | 02M013 | CURRENT TRANSFORMER: 250/5 (32MM RING) CL1 | 3
21.5. | 02M031 | CURRENT TRANSFORMER: 250/5 (36MM RING) CL1 | 3
21.6. | 02M014 | CURRENT TRANSFORMER: 300/5 (36MM RING) CL1 | 3
21.7. | 02M015 | CURRENT TRANSFORMER: 350/5 (36MM RING) CL1 | 2
21.8. | 02M016 | CURRENT TRANSFORMER: 400/5 (36MM RING) CL1 | 2
21.9. | 02M018 | CURRENT TRANSFORMER: 500/5 (65MM RING )CL1 | 2
21.10. | 2M019 | CURRENT TRANSFORMER: 600/5 (65MM RING) CL1 | 2
21.11. | 2M020 | CURRENT TRANSFORMER: 700/5 (65MM RING) CL1 | 2
21.12. | 2M021 | CURRENT TRANSFORMER: 800/5 (65MM RING) CL1 | 2
21.13. | 2M022 | CURRENT TRANSFORMER: 1000/5 (65MM RING) CL1 | 2